## Splash
Gas Settlement - Risk Assessment Model
Please click the banner above for the menu.
Version 0V1 - Early draft circulated by Jon Dixon on 16th December 2014
Version 0V2- Draft published by the Joint Office. Where available further industry data will replace Engage Consulting estimates in subsiquent versions. Mod 81 data not available in the public domain has been redacted.
Version 0V3- Updated following the workshop on 7th January 2015
Version V4.0 - Final version of the model to reflect changes following comments on the final report
Version V4.0
Risk 11 - Theft of Gas
- Change the 1 in 20 worst case scenario to 2% of gas throughput to reflect comments and discussions with Ofgem.

## Menu
Selected Risk
|  | 1 | LDZ Allocation Error - Corrected
Click the banner above to return here
| Common Data | Risks |  | Model
| Shipper Matrix | 1 | LDZ Allocation Error - Corrected | LDZ Volume
| Common Data | 2 | LDZ Allocation Error - no correction | Allocation
|  | 3 | Meter Read Validation Failure | Reconciliation
|  | 4 | Failure to Obtain a Meter Reading
|  | 5 | Use of Estimated Read for Product 1 and 2 | VAR Report
|  | 6 | Read Submission Frequency for Product 4
|  | 7 | Incorrect asset data on the Supply Point Register
|  | 8 | Change of Shipper
|  | 9 | Late Check Reads | Admin
|  | 10 | Shipperless Sites | Parameter Control
|  | 11 | Theft of Gas | About
|  | 12 | Use of AQ Correction Process
|  | 13 | Use of WAR for EUC 3 and Above
|  | 14 | Approach to Retrospective Updates
|  | 15 | Unregistered Sites
|  | 16 | Risk 16 Not used
Input | All cells formatted like this are designed for user input
Gas Settlement - Risk Assessment Model

## Common Data
Calorific Value | 39.3 | MJ/m3 | Must be between 37.5 MJ/m3 to 43.0 MJ/m3 |  | NTS Exit Point - Point where gas leaves NTS - LDZ or directly connect customer
| 10.9167 | kWh/m3 | Divide by 3.6 to get kWh/m3 (1kWh = 3.6MJ)
MPRNs in LDZ | 2200000 | Number | Total MPRNs in LDZ for all products |  | LDZ | Average Calorific Values (MJ/m3)
[5 empty] | Eastern | 39.12
LDZ Size | 18000000 | m3/day | LDZ Daily Input Quantity | 1% | East Midlands | 39.27
[5 empty] | North Thames | 39.09
UIG | 180000 | m3/day | Approximate Unidentified Gas on the model LDZ |  | North West | 39.26
[5 empty] | West Midlands | 39.24
[5 empty] | Scotland (all forecast including Wick, Campbeltown, Thurso, Oban, Stranrear) | 39.94
[5 empty] | South East | 39.1
Indentified Gas | 17820000 | m3/day | LDZ Daily Quantity Offtaken via meters |  | Southern | 39.24
Wales North
Average AQ | 18698.2013 | kWh/Year | Mod 81 Report- EUC 01-08 |  | Wales South
South West
System Average Price | 0.018343 | £/kWh | Average price over a year from NG website |  | North East
Northern
[5 empty] | Average | 39.2825
Common Data
Note on J8: Naomi Anderson: Forecast for 2014/2015 from DNO shrinkage publication on the gas governance website.

## Shipper_Matrix
|  | Year before model (Y-1) |  |  |  | Model Day |  |  |  | Annual share (average) |  |  |  | Volume Shares (of total) |  |  |  | Market Share
|  | Product 1 | Product 2 | Product 3 | Product 4
Shipper | Shipper Name | P1 | P2 | P3 | P4 | P1 | P2 | P3 | P4 | P1 | P2 | P3 | P4 | P1 | P2 | P3 | P4 | Share
1 | Small Polluter | 0% | 0% | 2% | 2% | 0% | 0% | 3% | 3% | 0% | 0% | 2.5% | 2.5% | 0% | 0% | 0.375% | 1.975% | 2.35%
2 | Medium Polluter | 10% | 0% | 20% | 1% | 10% | 1% | 19% | 0% | 10% | 0.5% | 19.5% | 0.5% | 0.1% | 0.025% | 2.925% | 0.395% | 3.445%
3 | Large Polluter | 4% | 10% | 0% | 13% | 4% | 10% | 5% | 14% | 4% | 10% | 2.5% | 13.5% | 0.04% | 0.5% | 0.375% | 10.67% | 11.58%
4 | Small Polluted | 0% | 0% | 4% | 4% | 0% | 0% | 5% | 5% | 0% | 0% | 4.5% | 4.5% | 0% | 0% | 0.675% | 3.555% | 4.23%
5 | Medium Polluted | 10% | 10% | 10% | 1% | 10% | 12% | 10% | 2% | 10% | 11% | 10% | 1.5% | 0.1% | 0.55% | 1.5% | 1.185% | 3.335%
6 | Large Polluted | 4% | 12% | 25% | 15% | 4% | 12% | 28% | 12% | 4% | 12% | 26.5% | 13.5% | 0.04% | 0.6% | 3.975% | 10.67% | 15.28%
7 | Residual Polluted | 72% | 68% | 39% | 64% | 72% | 65% | 30% | 64% | 72% | 66.5% | 34.5% | 64% | 0.72% | 3.325% | 5.175% | 50.56% | 59.78%
These are used for initial allocation
OK
| Checks | OK | OK | OK | OK | OK | OK | OK | OK | OK | OK | OK | OK | OK | OK | OK | OK | 100%
|  | Year before model (Y-1) |  |  |  | Model Day |  |  |  | Annual share (average)
|  | P1 | P2 | P3 | P4 | P1 | P2 | P3 | P4 | P1 | P2 | P3 | P4
| Product Split (Energy) | 1% | 5% | 15% | 79% | 1% | 5% | 15% | 79% | 1% | 5% | 15% | 79%
[6 empty] | P1 | P2 | P3 | P4
| Product Split (Meters) |  |  |  |  | 0.05% | 0.1% | 18% | 81.85%
[6 empty] | 1100 | 2200 | 396000 | 1800700
[5 empty] | OK |  |  |  | OK |  |  |  | OK
Shipper Matrix

## Parameter Control
|  |  |  | Paramter Set | 1 |  | Link to risk | 1 | 2 | 3 | 4 | 5 | 6 | 7 | 8 | 9 | 10 | 11 | 12 | 13 | 14 | 15 | 16 | 17 | 18 | 19 | 20 | 21 | 22 | 23 | 24 | 25 | 26 | 27 | 28 | 29 | 30 | 31 | 32 | 33 | 34 | 35 | 36 | 37 | 38 | 39 | 40 | 41 | 42 | 43 | 44 | 45 | 46 | 47 | 48 | 49 | 50
[8 empty] | Paramter Sets |  | Paramter Sets (Data link from risk assessment tabs)
| Used | Parameter | Default |  | Defaulted | Parameter |  | Set 1 | Set 2 | Set 3 | Set 4 | Set 5 | Set 6 | Set 7 | Set 8 | Set 9 | Set 10 | Set 11 | Set 12 | Set 13 | Set 14 | Set 15 | Set 16 | Set 17 | Set 18 | Set 19 | Set 20 | Set 21 | Set 22 | Set 23 | Set 24 | Set 25 | Set 26 | Set 27 | Set 28 | Set 29 | Set 30 | Set 31 | Set 32 | Set 33 | Set 34 | Set 35 | Set 36 | Set 37 | Set 38 | Set 39 | Set 40 | Set 41 | Set 42 | Set 43 | Set 44 | Set 45 | Set 46 | Set 47 | Set 48 | Set 49 | Set 50
1 | TRUE | Risk Name | Default Parameters |  | FALSE | LDZ Allocation Error - Corrected |  | LDZ Allocation Error - Corrected | LDZ Allocation Error - no correction | Meter Read Validation Failure | Failure to Obtain a Meter Reading | Use of Estimated Read for Product 1 and 2 | Read Submission Frequency for Product 4 | Incorrect asset data on the Supply Point Register | Change of Shipper | Late Check Reads | Shipperless Sites | Theft of Gas | Use of AQ Correction Process | Use of WAR for EUC 3 and Above | Approach to Retrospective Updates | Unregistered Sites | Risk 16 Not used | #REF! | #REF! | #REF! | #REF! | #REF! | #REF! | #REF! | #REF! | #REF! | #REF! | #REF! | #REF! | #REF! | #REF! | #REF! | #REF! | #REF! | #REF! | #REF! | #REF! | #REF! | #REF! | #REF! | #REF! | #REF! | #REF! | #REF! | #REF! | #REF! | #REF! | #REF! | #REF! | Test | #REF!
2 | TRUE | LDZ Volume Error Initial (M3) | 0 |  | FALSE | 290342 |  | 290342 | 96781 | #N/A | #N/A | #N/A | #N/A | #N/A | #N/A | #N/A | #N/A | #N/A | #N/A | #N/A | #N/A | #N/A | #N/A | #REF! | #REF! | #REF! | #REF! | #REF! | #REF! | #REF! | #REF! | #REF! | #REF! | #REF! | #REF! | #REF! | #REF! | #REF! | #REF! | #REF! | #REF! | #REF! | #REF! | #REF! | #REF! | #REF! | #REF! | #REF! | #REF! | #REF! | #REF! | #REF! | #REF! | #REF! | #REF! | 0 | #REF!
3 | TRUE | LDZ Volume Error Reconcilation (M3) | 0 |  | TRUE | 0 |  | #N/A | 96781 | #N/A | #N/A | #N/A | #N/A | #N/A | #N/A | 6382.8621 | #N/A | #N/A | #N/A | #N/A | #N/A | #N/A | #N/A | #REF! | #REF! | #REF! | #REF! | #REF! | #REF! | #REF! | #REF! | #REF! | #REF! | #REF! | #REF! | #REF! | #REF! | #REF! | #REF! | #REF! | #REF! | #REF! | #REF! | #REF! | #REF! | #REF! | #REF! | #REF! | #REF! | #REF! | #REF! | #REF! | #REF! | #REF! | #REF! | 0 | #REF!
4 | TRUE | Class 1 - Error Factor - IA | 0 |  | TRUE | 0 |  | #N/A | #N/A | #N/A | #N/A | 693089.7711 | #N/A | 589.7048 | #N/A | 31914.3105 | 2103.5477 | 38907 | #N/A | #N/A | #N/A | 2243.7842 | #N/A | #REF! | #REF! | #REF! | #REF! | #REF! | #REF! | #REF! | #REF! | #REF! | #REF! | #REF! | #REF! | #REF! | #REF! | #REF! | #REF! | #REF! | #REF! | #REF! | #REF! | #REF! | #REF! | #REF! | #REF! | #REF! | #REF! | #REF! | #REF! | #REF! | #REF! | #REF! | #REF! | -1000000 | #REF!
5 | TRUE | Class 2 - Error Factor - IA | 0 |  | TRUE | 0 |  | #N/A | #N/A | #N/A | #N/A | 1386179.5421 | #N/A | 1179.4095 | #N/A | 71807.1986 | 10517.7383 | 194535 | #N/A | #N/A | #N/A | 11218.9208 | #N/A | #REF! | #REF! | #REF! | #REF! | #REF! | #REF! | #REF! | #REF! | #REF! | #REF! | #REF! | #REF! | #REF! | #REF! | #REF! | #REF! | #REF! | #REF! | #REF! | #REF! | #REF! | #REF! | #REF! | #REF! | #REF! | #REF! | #REF! | #REF! | #REF! | #REF! | #REF! | #REF! | -1000000 | #REF!
6 | TRUE | Class 3 - Error Factor - IA | 0 |  | TRUE | 0 |  | #N/A | #N/A | #N/A | #N/A | #N/A | #N/A | 212293.7122 | #N/A | 25212.3053 | 31553.2148 | 583605 | #N/A | #N/A | #N/A | 33656.7624 | #N/A | #REF! | #REF! | #REF! | #REF! | #REF! | #REF! | #REF! | #REF! | #REF! | #REF! | #REF! | #REF! | #REF! | #REF! | #REF! | #REF! | #REF! | #REF! | #REF! | #REF! | #REF! | #REF! | #REF! | #REF! | #REF! | #REF! | #REF! | #REF! | #REF! | #REF! | #REF! | #REF! | -1000000 | #REF!
7 | TRUE | Class 4 - Error Factor - IA | 0 |  | TRUE | 0 |  | #N/A | #N/A | 125475.9677 | 6871.6919 | #N/A | 117695.4944 | 965346.6858 | -35556.0409 | 8.5105 | 166180.2644 | 3073653 | 2849093.6049 | 779459.0584 | #N/A | 177258.9487 | #N/A | #REF! | #REF! | #REF! | #REF! | #REF! | #REF! | #REF! | #REF! | #REF! | #REF! | #REF! | #REF! | #REF! | #REF! | #REF! | #REF! | #REF! | #REF! | #REF! | #REF! | #REF! | #REF! | #REF! | #REF! | #REF! | #REF! | #REF! | #REF! | #REF! | #REF! | #REF! | #REF! | -1000000 | #REF!
8 | TRUE | Class 1 - Error Factor - Rec | 0 |  | TRUE | 0 |  | #N/A | #N/A | #N/A | #N/A | 1386.1795 | #N/A | 589.7048 | #N/A | 42.5524 | #N/A | 38907 | #N/A | #N/A | #N/A | 560.946 | #N/A | #REF! | #REF! | #REF! | #REF! | #REF! | #REF! | #REF! | #REF! | #REF! | #REF! | #REF! | #REF! | #REF! | #REF! | #REF! | #REF! | #REF! | #REF! | #REF! | #REF! | #REF! | #REF! | #REF! | #REF! | #REF! | #REF! | #REF! | #REF! | #REF! | #REF! | #REF! | #REF! | -1000000 | #REF!
9 | TRUE | Class 2 - Error Factor - Rec | 0 |  | TRUE | 0 |  | #N/A | #N/A | #N/A | #N/A | 2772.3591 | #N/A | 1179.4095 | #N/A | 95.7429 | #N/A | 194535 | #N/A | #N/A | #N/A | 2804.7302 | #N/A | #REF! | #REF! | #REF! | #REF! | #REF! | #REF! | #REF! | #REF! | #REF! | #REF! | #REF! | #REF! | #REF! | #REF! | #REF! | #REF! | #REF! | #REF! | #REF! | #REF! | #REF! | #REF! | #REF! | #REF! | #REF! | #REF! | #REF! | #REF! | #REF! | #REF! | #REF! | #REF! | -1000000 | #REF!
10 | TRUE | Class 3 - Error Factor - Rec | 0 |  | TRUE | 0 |  | #N/A | #N/A | #N/A | #N/A | #N/A | #N/A | 212293.7122 | #N/A | 33.6164 | #N/A | 583605 | #N/A | #N/A | 76.2362 | 8414.1906 | #N/A | #REF! | #REF! | #REF! | #REF! | #REF! | #REF! | #REF! | #REF! | #REF! | #REF! | #REF! | #REF! | #REF! | #REF! | #REF! | #REF! | #REF! | #REF! | #REF! | #REF! | #REF! | #REF! | #REF! | #REF! | #REF! | #REF! | #REF! | #REF! | #REF! | #REF! | #REF! | #REF! | -1000000 | #REF!
11 | TRUE | Class 4 - Error Factor - Rec | 0 |  | TRUE | 0 |  | #N/A | #N/A | #N/A | 6871.6919 | #N/A | #N/A | 965346.6858 | -35556.0409 | #N/A | #N/A | 3073653 | 2849093.6049 | #N/A | 401.5108 | 44314.7372 | #N/A | #REF! | #REF! | #REF! | #REF! | #REF! | #REF! | #REF! | #REF! | #REF! | #REF! | #REF! | #REF! | #REF! | #REF! | #REF! | #REF! | #REF! | #REF! | #REF! | #REF! | #REF! | #REF! | #REF! | #REF! | #REF! | #REF! | #REF! | #REF! | #REF! | #REF! | #REF! | #REF! | -1000000 | #REF!
12 |  |  | #N/A |  | TRUE | #N/A |  | #N/A | #N/A | #N/A | #N/A | #N/A | #N/A | #N/A | #N/A | #N/A | #N/A | #N/A | #N/A | #N/A | #N/A | #N/A | #N/A | #REF! | #REF! | #REF! | #REF! | #REF! | #REF! | #REF! | #REF! | #REF! | #REF! | #REF! | #REF! | #REF! | #REF! | #REF! | #REF! | #REF! | #REF! | #REF! | #REF! | #REF! | #REF! | #REF! | #REF! | #REF! | #REF! | #REF! | #REF! | #REF! | #REF! | #REF! | #REF! | #N/A | #REF!
13 |  |  | #N/A |  | TRUE | #N/A |  | #N/A | #N/A | #N/A | #N/A | #N/A | #N/A | #N/A | #N/A | #N/A | #N/A | #N/A | #N/A | #N/A | #N/A | #N/A | #N/A | #REF! | #REF! | #REF! | #REF! | #REF! | #REF! | #REF! | #REF! | #REF! | #REF! | #REF! | #REF! | #REF! | #REF! | #REF! | #REF! | #REF! | #REF! | #REF! | #REF! | #REF! | #REF! | #REF! | #REF! | #REF! | #REF! | #REF! | #REF! | #REF! | #REF! | #REF! | #REF! | #N/A | #REF!
14 |  |  | #N/A |  | TRUE | #N/A |  | #N/A | #N/A | #N/A | #N/A | #N/A | #N/A | #N/A | #N/A | #N/A | #N/A | #N/A | #N/A | #N/A | #N/A | #N/A | #N/A | #REF! | #REF! | #REF! | #REF! | #REF! | #REF! | #REF! | #REF! | #REF! | #REF! | #REF! | #REF! | #REF! | #REF! | #REF! | #REF! | #REF! | #REF! | #REF! | #REF! | #REF! | #REF! | #REF! | #REF! | #REF! | #REF! | #REF! | #REF! | #REF! | #REF! | #REF! | #REF! | #N/A | #REF!
15 |  |  | #N/A |  | TRUE | #N/A |  | #N/A | #N/A | #N/A | #N/A | #N/A | #N/A | #N/A | #N/A | #N/A | #N/A | #N/A | #N/A | #N/A | #N/A | #N/A | #N/A | #REF! | #REF! | #REF! | #REF! | #REF! | #REF! | #REF! | #REF! | #REF! | #REF! | #REF! | #REF! | #REF! | #REF! | #REF! | #REF! | #REF! | #REF! | #REF! | #REF! | #REF! | #REF! | #REF! | #REF! | #REF! | #REF! | #REF! | #REF! | #REF! | #REF! | #REF! | #REF! | #N/A | #REF!
16 |  |  | #N/A |  | TRUE | #N/A |  | #N/A | #N/A | #N/A | #N/A | #N/A | #N/A | #N/A | #N/A | #N/A | #N/A | #N/A | #N/A | #N/A | #N/A | #N/A | #N/A | #REF! | #REF! | #REF! | #REF! | #REF! | #REF! | #REF! | #REF! | #REF! | #REF! | #REF! | #REF! | #REF! | #REF! | #REF! | #REF! | #REF! | #REF! | #REF! | #REF! | #REF! | #REF! | #REF! | #REF! | #REF! | #REF! | #REF! | #REF! | #REF! | #REF! | #REF! | #REF! | #N/A | #REF!
17 |  |  | #N/A |  | TRUE | #N/A |  | #N/A | #N/A | #N/A | #N/A | #N/A | #N/A | #N/A | #N/A | #N/A | #N/A | #N/A | #N/A | #N/A | #N/A | #N/A | #N/A | #REF! | #REF! | #REF! | #REF! | #REF! | #REF! | #REF! | #REF! | #REF! | #REF! | #REF! | #REF! | #REF! | #REF! | #REF! | #REF! | #REF! | #REF! | #REF! | #REF! | #REF! | #REF! | #REF! | #REF! | #REF! | #REF! | #REF! | #REF! | #REF! | #REF! | #REF! | #REF! | #N/A | #REF!
18 |  |  | #N/A |  | TRUE | #N/A |  | #N/A | #N/A | #N/A | #N/A | #N/A | #N/A | #N/A | #N/A | #N/A | #N/A | #N/A | #N/A | #N/A | #N/A | #N/A | #N/A | #REF! | #REF! | #REF! | #REF! | #REF! | #REF! | #REF! | #REF! | #REF! | #REF! | #REF! | #REF! | #REF! | #REF! | #REF! | #REF! | #REF! | #REF! | #REF! | #REF! | #REF! | #REF! | #REF! | #REF! | #REF! | #REF! | #REF! | #REF! | #REF! | #REF! | #REF! | #REF! | #N/A | #REF!
19 |  |  | #N/A |  | TRUE | #N/A |  | #N/A | #N/A | #N/A | #N/A | #N/A | #N/A | #N/A | #N/A | #N/A | #N/A | #N/A | #N/A | #N/A | #N/A | #N/A | #N/A | #REF! | #REF! | #REF! | #REF! | #REF! | #REF! | #REF! | #REF! | #REF! | #REF! | #REF! | #REF! | #REF! | #REF! | #REF! | #REF! | #REF! | #REF! | #REF! | #REF! | #REF! | #REF! | #REF! | #REF! | #REF! | #REF! | #REF! | #REF! | #REF! | #REF! | #REF! | #REF! | #N/A | #REF!
20 |  |  | #N/A |  | TRUE | #N/A |  | #N/A | #N/A | #N/A | #N/A | #N/A | #N/A | #N/A | #N/A | #N/A | #N/A | #N/A | #N/A | #N/A | #N/A | #N/A | #N/A | #REF! | #REF! | #REF! | #REF! | #REF! | #REF! | #REF! | #REF! | #REF! | #REF! | #REF! | #REF! | #REF! | #REF! | #REF! | #REF! | #REF! | #REF! | #REF! | #REF! | #REF! | #REF! | #REF! | #REF! | #REF! | #REF! | #REF! | #REF! | #REF! | #REF! | #REF! | #REF! | #N/A | #REF!
21 |  |  | #N/A |  | TRUE | #N/A |  | #N/A | #N/A | #N/A | #N/A | #N/A | #N/A | #N/A | #N/A | #N/A | #N/A | #N/A | #N/A | #N/A | #N/A | #N/A | #N/A | #REF! | #REF! | #REF! | #REF! | #REF! | #REF! | #REF! | #REF! | #REF! | #REF! | #REF! | #REF! | #REF! | #REF! | #REF! | #REF! | #REF! | #REF! | #REF! | #REF! | #REF! | #REF! | #REF! | #REF! | #REF! | #REF! | #REF! | #REF! | #REF! | #REF! | #REF! | #REF! | #N/A | #REF!
22 |  |  | #N/A |  | TRUE | #N/A |  | #N/A | #N/A | #N/A | #N/A | #N/A | #N/A | #N/A | #N/A | #N/A | #N/A | #N/A | #N/A | #N/A | #N/A | #N/A | #N/A | #REF! | #REF! | #REF! | #REF! | #REF! | #REF! | #REF! | #REF! | #REF! | #REF! | #REF! | #REF! | #REF! | #REF! | #REF! | #REF! | #REF! | #REF! | #REF! | #REF! | #REF! | #REF! | #REF! | #REF! | #REF! | #REF! | #REF! | #REF! | #REF! | #REF! | #REF! | #REF! | #N/A | #REF!
23 |  |  | #N/A |  | TRUE | #N/A |  | #N/A | #N/A | #N/A | #N/A | #N/A | #N/A | #N/A | #N/A | #N/A | #N/A | #N/A | #N/A | #N/A | #N/A | #N/A | #N/A | #REF! | #REF! | #REF! | #REF! | #REF! | #REF! | #REF! | #REF! | #REF! | #REF! | #REF! | #REF! | #REF! | #REF! | #REF! | #REF! | #REF! | #REF! | #REF! | #REF! | #REF! | #REF! | #REF! | #REF! | #REF! | #REF! | #REF! | #REF! | #REF! | #REF! | #REF! | #REF! | #N/A | #REF!
24 |  |  | #N/A |  | TRUE | #N/A |  | #N/A | #N/A | #N/A | #N/A | #N/A | #N/A | #N/A | #N/A | #N/A | #N/A | #N/A | #N/A | #N/A | #N/A | #N/A | #N/A | #REF! | #REF! | #REF! | #REF! | #REF! | #REF! | #REF! | #REF! | #REF! | #REF! | #REF! | #REF! | #REF! | #REF! | #REF! | #REF! | #REF! | #REF! | #REF! | #REF! | #REF! | #REF! | #REF! | #REF! | #REF! | #REF! | #REF! | #REF! | #REF! | #REF! | #REF! | #REF! | #N/A | #REF!
25 |  |  | #N/A |  | TRUE | #N/A |  | #N/A | #N/A | #N/A | #N/A | #N/A | #N/A | #N/A | #N/A | #N/A | #N/A | #N/A | #N/A | #N/A | #N/A | #N/A | #N/A | #REF! | #REF! | #REF! | #REF! | #REF! | #REF! | #REF! | #REF! | #REF! | #REF! | #REF! | #REF! | #REF! | #REF! | #REF! | #REF! | #REF! | #REF! | #REF! | #REF! | #REF! | #REF! | #REF! | #REF! | #REF! | #REF! | #REF! | #REF! | #REF! | #REF! | #REF! | #REF! | #N/A | #REF!
26 |  |  | #N/A |  | TRUE | #N/A |  | #N/A | #N/A | #N/A | #N/A | #N/A | #N/A | #N/A | #N/A | #N/A | #N/A | #N/A | #N/A | #N/A | #N/A | #N/A | #N/A | #REF! | #REF! | #REF! | #REF! | #REF! | #REF! | #REF! | #REF! | #REF! | #REF! | #REF! | #REF! | #REF! | #REF! | #REF! | #REF! | #REF! | #REF! | #REF! | #REF! | #REF! | #REF! | #REF! | #REF! | #REF! | #REF! | #REF! | #REF! | #REF! | #REF! | #REF! | #REF! | #N/A | #REF!
27 |  |  | #N/A |  | TRUE | #N/A |  | #N/A | #N/A | #N/A | #N/A | #N/A | #N/A | #N/A | #N/A | #N/A | #N/A | #N/A | #N/A | #N/A | #N/A | #N/A | #N/A | #REF! | #REF! | #REF! | #REF! | #REF! | #REF! | #REF! | #REF! | #REF! | #REF! | #REF! | #REF! | #REF! | #REF! | #REF! | #REF! | #REF! | #REF! | #REF! | #REF! | #REF! | #REF! | #REF! | #REF! | #REF! | #REF! | #REF! | #REF! | #REF! | #REF! | #REF! | #REF! | #N/A | #REF!
28 |  |  | #N/A |  | TRUE | #N/A |  | #N/A | #N/A | #N/A | #N/A | #N/A | #N/A | #N/A | #N/A | #N/A | #N/A | #N/A | #N/A | #N/A | #N/A | #N/A | #N/A | #REF! | #REF! | #REF! | #REF! | #REF! | #REF! | #REF! | #REF! | #REF! | #REF! | #REF! | #REF! | #REF! | #REF! | #REF! | #REF! | #REF! | #REF! | #REF! | #REF! | #REF! | #REF! | #REF! | #REF! | #REF! | #REF! | #REF! | #REF! | #REF! | #REF! | #REF! | #REF! | #N/A | #REF!
29 |  |  | #N/A |  | TRUE | #N/A |  | #N/A | #N/A | #N/A | #N/A | #N/A | #N/A | #N/A | #N/A | #N/A | #N/A | #N/A | #N/A | #N/A | #N/A | #N/A | #N/A | #REF! | #REF! | #REF! | #REF! | #REF! | #REF! | #REF! | #REF! | #REF! | #REF! | #REF! | #REF! | #REF! | #REF! | #REF! | #REF! | #REF! | #REF! | #REF! | #REF! | #REF! | #REF! | #REF! | #REF! | #REF! | #REF! | #REF! | #REF! | #REF! | #REF! | #REF! | #REF! | #N/A | #REF!
30 |  |  | #N/A |  | TRUE | #N/A |  | #N/A | #N/A | #N/A | #N/A | #N/A | #N/A | #N/A | #N/A | #N/A | #N/A | #N/A | #N/A | #N/A | #N/A | #N/A | #N/A | #REF! | #REF! | #REF! | #REF! | #REF! | #REF! | #REF! | #REF! | #REF! | #REF! | #REF! | #REF! | #REF! | #REF! | #REF! | #REF! | #REF! | #REF! | #REF! | #REF! | #REF! | #REF! | #REF! | #REF! | #REF! | #REF! | #REF! | #REF! | #REF! | #REF! | #REF! | #REF! | #N/A | #REF!
31 |  |  | #N/A |  | TRUE | #N/A |  | #N/A | #N/A | #N/A | #N/A | #N/A | #N/A | #N/A | #N/A | #N/A | #N/A | #N/A | #N/A | #N/A | #N/A | #N/A | #N/A | #REF! | #REF! | #REF! | #REF! | #REF! | #REF! | #REF! | #REF! | #REF! | #REF! | #REF! | #REF! | #REF! | #REF! | #REF! | #REF! | #REF! | #REF! | #REF! | #REF! | #REF! | #REF! | #REF! | #REF! | #REF! | #REF! | #REF! | #REF! | #REF! | #REF! | #REF! | #REF! | #N/A | #REF!
32 |  |  | #N/A |  | TRUE | #N/A |  | #N/A | #N/A | #N/A | #N/A | #N/A | #N/A | #N/A | #N/A | #N/A | #N/A | #N/A | #N/A | #N/A | #N/A | #N/A | #N/A | #REF! | #REF! | #REF! | #REF! | #REF! | #REF! | #REF! | #REF! | #REF! | #REF! | #REF! | #REF! | #REF! | #REF! | #REF! | #REF! | #REF! | #REF! | #REF! | #REF! | #REF! | #REF! | #REF! | #REF! | #REF! | #REF! | #REF! | #REF! | #REF! | #REF! | #REF! | #REF! | #N/A | #REF!
Parameter Control

## LDZ Volume
Current risk #1 - LDZ Allocation Error - Corrected
LDZ Total Metered input | 18000000 | m3 | (Sum of all exit point meters)
CV (Calorific Value) | 10.9167 | kWh/m3
LDZ Total Energy | 196500000 | kWh
LDZ Measurement Error A | 290342 | m3 | (From Parameter Control - Missing volume)
| 3169566.8333 | kWh
LDZ Measurement Error R | 0 | m3 | (From Parameter Control - Missing volume)
| 0 | kWh
LDZ Energy Reference | 196500000 | kWh
LDZ Energy with Risk A | 193330433.1667 | kWh | (For initial allocation) | 1.0245e-08
LDZ Energy with Risk R | 196500000 | kWh | (For reconcilitation) | 0
LDZ Volumes

## Allocation
Current risk #1 - LDZ Allocation Error - Corrected
Allocation Reference | [7 empty] | Allocation with Error
Error factors
[9 empty] | 1 | 2 | 3 | 4
[9 empty] | 0 | 0 | 0 | 0
[8 empty] | Product Error | 0% | 0% | 0% | 0%
| Shipper quantities (kWh) by Class ~∑AQ for day - UDQO | [7 empty] | Shipper quantities (kWh) by Class ~∑AQ for day - UDQO
Shipper/Class | 1 | 2 | 3 | 4 | LDZ |  |  | Shipper/Class | 1 | 2 | 3 | 4 | LDZ |  |  | Variation
1 | 0 | 0 | 875407.5 | 4610479.5 | 5485887 | UIG | 1965000 | 1 | 0 | 0 | 875407.5 | 4610479.5 | 5485887 | UIG | -1204566.8333 | -3169566.8333
2 | 194535 | 97267.5 | 5544247.5 | 0 | 5836050 |  |  | 2 | 194535 | 97267.5 | 5544247.5 | 0 | 5836050
3 | 77814 | 972675 | 1459012.5 | 21515571 | 24025072.5 | LDZ Total | 196500000 | 3 | 77814 | 972675 | 1459012.5 | 21515571 | 24025072.5 | LDZ Total | 193330433.1667
4 | 0 | 0 | 1459012.5 | 7684132.5 | 9143145 |  |  | 4 | 0 | 0 | 1459012.5 | 7684132.5 | 9143145
5 | 194535 | 1167210 | 2918025 | 3073653 | 7353423 |  |  | 5 | 194535 | 1167210 | 2918025 | 3073653 | 7353423
6 | 77814 | 1167210 | 8170470 | 18441918 | 27857412 |  |  | 6 | 77814 | 1167210 | 8170470 | 18441918 | 27857412
7 | 1400652 | 6322387.5 | 8754075 | 98356896 | 114834010.5 | Poluter % | 18.17% | 7 | 1400652 | 6322387.5 | 8754075 | 98356896 | 114834010.5 | Poluter % | 18.17%
|  |  | Total | 194535000 | 194535000 | Price | 3568376.9038 |  |  |  | Total | 194535000 | 194535000 | Price | 3568376.9038 | 0
| UIG for Shipper by Class (kWh) | [7 empty] | UIG for Shipper by Class (kWh)
Shipper/Class | 1 | 2 | 3 | 4 |  |  |  | Shipper/Class | 1 | 2 | 3 | 4
1 | 0 | 0 | 8842.5 | 46570.5 | 55413 |  |  | 1 | 0 | 0 | -5420.5508 | -28548.234 | -33968.7847
2 | 1965 | 982.5 | 56002.5 | 0 | 58950 |  |  | 2 | -1204.5668 | -602.2834 | -34330.1548 | 0 | -36137.005
3 | 786 | 9825 | 14737.5 | 217329 | 242677.5 |  |  | 3 | -481.8267 | -6022.8342 | -9034.2513 | -133225.0918 | -148764.0039
4 | 0 | 0 | 14737.5 | 77617.5 | 92355 |  |  | 4 | 0 | 0 | -9034.2513 | -47580.3899 | -56614.6412
5 | 1965 | 11790 | 29475 | 31047 | 74277 |  |  | 5 | -1204.5668 | -7227.401 | -18068.5025 | -19032.156 | -45532.6263
6 | 786 | 11790 | 82530 | 186282 | 281388 |  |  | 6 | -481.8267 | -7227.401 | -50591.807 | -114192.9358 | -172493.9705
7 | 14148 | 63862.5 | 88425 | 993504 | 1159939.5 |  |  | 7 | -8672.8812 | -39148.4221 | -54205.5075 | -609028.9909 | -711055.8017
|  |  | Total | 1965000 | 1965000 | Price | 36044.2111 |  |  |  | Total | -1204566.8333 | -1204566.8333 | Price | -22095.5019 | -58139.7131
| Initial Allocation (kWh) | [7 empty] | Initial Allocation (kWh)
Shipper/Class | 1 | 2 | 3 | 4 |  |  |  | Shipper/Class | 1 | 2 | 3 | 4
1 | 0 | 0 | 884250 | 4657050 | 5541300 |  |  | 1 | 0 | 0 | 869986.9492 | 4581931.266 | 5451918.2153
2 | 196500 | 98250 | 5600250 | 0 | 5895000 |  |  | 2 | 193330.4332 | 96665.2166 | 5509917.3452 | 0 | 5799912.995
3 | 78600 | 982500 | 1473750 | 21732900 | 24267750 |  |  | 3 | 77332.1733 | 966652.1658 | 1449978.2488 | 21382345.9082 | 23876308.4961
4 | 0 | 0 | 1473750 | 7761750 | 9235500 |  |  | 4 | 0 | 0 | 1449978.2488 | 7636552.1101 | 9086530.3588
5 | 196500 | 1179000 | 2947500 | 3104700 | 7427700 |  |  | 5 | 193330.4332 | 1159982.599 | 2899956.4975 | 3054620.844 | 7307890.3737
6 | 78600 | 1179000 | 8253000 | 18628200 | 28138800 |  |  | 6 | 77332.1733 | 1159982.599 | 8119878.193 | 18327725.0642 | 27684918.0295
7 | 1414800 | 6386250 | 8842500 | 99350400 | 115993950 |  |  | 7 | 1391979.1188 | 6283239.0779 | 8699869.4925 | 97747867.0091 | 114122954.6983
|  |  | Total | 196500000 | 196500000 | OK | 0 |  |  |  | Total | 193330433.1667 | 193330433.1667 | OK | 0
[5 empty] | Shipper Energy Value | [7 empty] | Shipper Energy Value |  |  | Variation | Absolute
|  |  |  | 1 | 101644.6754 | [6 empty] | 1 | 100005.1355 |  |  | -1639.5399 | 1639.5399
|  |  |  | 2 | 108132.6334 | [6 empty] | 2 | 106388.4421 |  |  | -1744.1914 | 1744.1914
|  |  |  | 3 | 445146.0077 | [6 empty] | 3 | 437965.7531 |  |  | -7180.2546 | 7180.2546
|  |  |  | 4 | 169407.7924 | [6 empty] | 4 | 166675.2259 |  |  | -2732.5665 | 2732.5665
|  |  |  | 5 | 136247.1181 | [6 empty] | 5 | 134049.437 |  |  | -2197.6812 | 2197.6812
|  |  |  | 6 | 516153.1037 | [6 empty] | 6 | 507827.4968 |  |  | -8325.6069 | 8325.6069
|  |  |  | 7 | 2127689.7842 | [6 empty] | 7 | 2093369.9116 |  |  | -34319.8726 | 34319.8726
|  |  |  | Total | 3604421.115 | [6 empty] | Total | 3546281.4019 |  |  | -58139.7131 | 58139.7131
[16 empty] | VAR | 21220995.2728
Allocation

## Reconciliation
Current risk #1 - LDZ Allocation Error - Corrected
Reconciliation Reference | [7 empty] | Reconciliation with Error
Error factors
[9 empty] | 1 | 2 | 3 | 4
[9 empty] | 0 | 0 | 0 | 0
[8 empty] | Error | 0% | 0% | 0% | 0%
| Shipper quantities (kWh) by Class ~∑AQ for day - UDQO | [7 empty] | Shipper quantities (kWh) by Class ~∑AQ for day - UDQO
Shipper/Class | 1 | 2 | 3 | 4 | LDZ |  |  | Shipper/Class | 1 | 2 | 3 | 4 | LDZ
1 | 0 | 0 | 875407.5 | 4610479.5 | 5485887 | UIG | 1965000 | 1 | 0 | 0 | 875407.5 | 4610479.5 | 5485887 | UIG | 1965000
2 | 194535 | 97267.5 | 5544247.5 | 0 | 5836050 |  |  | 2 | 194535 | 97267.5 | 5544247.5 | 0 | 5836050
3 | 77814 | 972675 | 1459012.5 | 21515571 | 24025072.5 | LDZ Total | 196500000 | 3 | 77814 | 972675 | 1459012.5 | 21515571 | 24025072.5 | LDZ Total | 196500000
4 | 0 | 0 | 1459012.5 | 7684132.5 | 9143145 |  |  | 4 | 0 | 0 | 1459012.5 | 7684132.5 | 9143145
5 | 194535 | 1167210 | 2918025 | 3073653 | 7353423 |  |  | 5 | 194535 | 1167210 | 2918025 | 3073653 | 7353423
6 | 77814 | 1167210 | 8170470 | 18441918 | 27857412 |  |  | 6 | 77814 | 1167210 | 8170470 | 18441918 | 27857412
7 | 1400652 | 6322387.5 | 8754075 | 98356896 | 114834010.5 | Poluter % | 18.17% | 7 | 1400652 | 6322387.5 | 8754075 | 98356896 | 114834010.5 | Poluter % | 18.17%
|  |  | Total | 194535000 | 194535000 | Price | 3568376.9038 |  |  |  | Total | 194535000 | 194535000 | Price | 3568376.9038 | 0
| UIG for Shopper by Class (kWh) | [7 empty] | UIG for Shipper by Class (kWh)
Shipper/Class | 1 | 2 | 3 | 4 |  |  |  | Shipper/Class | 1 | 2 | 3 | 4
1 | 0 | 0 | 7368.75 | 38808.75 | 46177.5 |  |  | 1 | 0 | 0 | 7368.75 | 38808.75 | 46177.5 | 0
2 | 1965 | 491.25 | 57476.25 | 7761.75 | 67694.25 |  |  | 2 | 1965 | 491.25 | 57476.25 | 7761.75 | 67694.25 | 0
3 | 786 | 9825 | 7368.75 | 209567.25 | 227547 |  |  | 3 | 786 | 9825 | 7368.75 | 209567.25 | 227547 | 0
4 | 0 | 0 | 13263.75 | 69855.75 | 83119.5 |  |  | 4 | 0 | 0 | 13263.75 | 69855.75 | 83119.5 | 0
5 | 1965 | 10807.5 | 29475 | 23285.25 | 65532.75 |  |  | 5 | 1965 | 10807.5 | 29475 | 23285.25 | 65532.75 | 0
6 | 786 | 11790 | 78108.75 | 209567.25 | 300252 |  |  | 6 | 786 | 11790 | 78108.75 | 209567.25 | 300252 | 0
7 | 14148 | 65336.25 | 101688.75 | 993504 | 1174677 |  |  | 7 | 14148 | 65336.25 | 101688.75 | 993504 | 1174677 | 0
|  |  | Total | 1965000 | 1965000 | Price | 36044.2111 |  |  |  | Total | 1965000 | 1965000 | Price | 36044.2111 | 0
| Reconciliation Allocation (kWh) | [7 empty] | Reconciliation Allocation (kWh)
Shipper/Class | 1 | 2 | 3 | 4 |  |  |  | Shipper/Class | 1 | 2 | 3 | 4
1 | 0 | 0 | 882776.25 | 4649288.25 | 5532064.5 |  |  | 1 | 0 | 0 | 882776.25 | 4649288.25 | 5532064.5 | 0 | 0
2 | 196500 | 97758.75 | 5601723.75 | 7761.75 | 5903744.25 |  |  | 2 | 196500 | 97758.75 | 5601723.75 | 7761.75 | 5903744.25 | 0 | 0
3 | 78600 | 982500 | 1466381.25 | 21725138.25 | 24252619.5 |  |  | 3 | 78600 | 982500 | 1466381.25 | 21725138.25 | 24252619.5 | 0 | 0
4 | 0 | 0 | 1472276.25 | 7753988.25 | 9226264.5 |  |  | 4 | 0 | 0 | 1472276.25 | 7753988.25 | 9226264.5 | 0 | 0
5 | 196500 | 1178017.5 | 2947500 | 3096938.25 | 7418955.75 |  |  | 5 | 196500 | 1178017.5 | 2947500 | 3096938.25 | 7418955.75 | 0 | 0
6 | 78600 | 1179000 | 8248578.75 | 18651485.25 | 28157664 |  |  | 6 | 78600 | 1179000 | 8248578.75 | 18651485.25 | 28157664 | 0 | 0
7 | 1414800 | 6387723.75 | 8855763.75 | 99350400 | 116008687.5 |  |  | 7 | 1414800 | 6387723.75 | 8855763.75 | 99350400 | 116008687.5 | 0 | 0
|  |  | Total | 196500000 | 196500000 | OK | 0 |  |  |  | Total | 196500000 | 196500000 | OK | 0
[5 empty] | Shipper Energy Value | [7 empty] | Shipper Energy Value |  |  | Variation | Absolute
|  |  |  | 1 | 101475.2677 | [6 empty] | 1 | 101475.2677 |  |  | 0 | 0
|  |  |  | 2 | 108293.0302 | [6 empty] | 2 | 108293.0302 |  |  | 0 | 0
|  |  |  | 3 | 444868.4673 | [6 empty] | 3 | 444868.4673 |  |  | 0 | 0
|  |  |  | 4 | 169238.3846 | [6 empty] | 4 | 169238.3846 |  |  | 0 | 0
|  |  |  | 5 | 136086.7214 | [6 empty] | 5 | 136086.7214 |  |  | 0 | 0
|  |  |  | 6 | 516499.1281 | [6 empty] | 6 | 516499.1281 |  |  | 0 | 0
|  |  |  | 7 | 2127960.1158 | [6 empty] | 7 | 2127960.1158 |  |  | 0 | 0
|  |  |  | Total | 3604421.115 | [6 empty] | Total | 3604421.115 |  |  | 0 | 0
[16 empty] | VAR (Normalised) | 0
Reconciliation

## Checks
Model Checks
Shipper Matrix
Total market share is 100% | TRUE
Total product share is 100% | TRUE
LDZ Volume
LDZ volume for IA balances | FALSE
LDZ volume for Rec balances | TRUE
Allocation

## Var Report
Current risk #1 - LDZ Allocation Error - Corrected
£000s per Year
|  | Allocation |  |  |  | Reconciliation
| VAR | 21220.9953 |  |  |  | 0
| Supplier | Reference | Risk | Var | % | Reference | Risk | Var | % | REC
| Small Polluter | 37100.3065 | 36501.8745 | -598.4321 | -1.613% | 37038.4727 | 37038.4727 | 0 | 0% | 536.5982
| Medium Polluter | 39468.4112 | 38831.7814 | -636.6299 | -1.613% | 39526.956 | 39526.956 | 0 | 0% | 695.1747
| Large Polluter | 162478.2928 | 159857.4999 | -2620.7929 | -1.613% | 162376.9906 | 162376.9906 | 0 | 0% | 2519.4907
| Small Polluted | 61833.8442 | 60836.4575 | -997.3868 | -1.613% | 61772.0104 | 61772.0104 | 0 | 0% | 935.5529
| Medium Polluted | 49730.1981 | 48928.0445 | -802.1536 | -1.613% | 49671.6533 | 49671.6533 | 0 | 0% | 743.6088
| Large Polluted | 188395.8828 | 185357.0363 | -3038.8465 | -1.613% | 188522.1818 | 188522.1818 | 0 | 0% | 3165.1454
| Residual Polluted | 776606.7712 | 764080.0177 | -12526.7535 | -1.613% | 776705.4423 | 776705.4423 | 0 | 0% | 12625.4245
Model Paramters
Parameter | Value | Units | Default used
LDZ Volume Error Initial (M3) | 290342 | kWh | Risk specific
LDZ Volume Error Reconcilation (M3) | 0 | kWh | Yes
Class 1 - Error Factor - IA | 0 | kWh | Yes
Class 2 - Error Factor - IA | 0 | kWh | Yes
Class 3 - Error Factor - IA | 0 | kWh | Yes
Class 4 - Error Factor - IA | 0 | kWh | Yes
Class 1 - Error Factor - Rec | 0 | kWh | Yes
Class 2 - Error Factor - Rec | 0 | kWh | Yes
Class 3 - Error Factor - Rec | 0 | kWh | Yes
Class 4 - Error Factor - Rec | 0 | kWh | Yes
VAR Report

## Risk01
Parameter Control |  |  | Parameter Control Hidden here | Risk | 1 | LDZ Allocation Error - Corrected |  | £000s/Year | Allocation |  |  |  | Reconciliation |  |  |  | Number of LDZ Off take Errors | 127 | Measurement Error reports total
# | Used | Value |  | TRUE | Risk selected |  | (Go to the menu to select the risk for assessment) | VAR | 21220.9953 |  |  |  | 0 |  |  |  | Total Number Offtake Meters | 187 | All the offtake meters on the system
1 | TRUE | LDZ Allocation Error - Corrected | [14 empty] | Average Days per Error | 296.94 | Information comes from measurement error register to be over written by the PAW
2 | TRUE | 290342 | [5 empty] | Supplier | Reference | Risk | Variance | % | Reference | Risk | Variance | % | Total Metering errors | 3649.7353 | (GWh) Information comes from measurement error register to be over written by the PAW
3 | FALSE | [6 empty] | Small Polluter | 37100.3065 | 36501.8745 | -598.4321 | -1.613% | 37038.4727 | 37038.4727 | 0 | 0% | Average Error per fault day | 96780.7408 | kWh
4 | FALSE | [6 empty] | Medium Polluter | 39468.4112 | 38831.7814 | -636.6299 | -1.613% | 39526.956 | 39526.956 | 0 | 0% | Latest end date- earliest start date | 3260 | Information comes from measurement error register to be over written by the PAW
5 | FALSE | [6 empty] | Large Polluter | 162478.2928 | 159857.4999 | -2620.7929 | -1.613% | 162376.9906 | 162376.9906 | 0 | 0% | Probability of an error occuring per day | 0.06186 | Probability of a meter having a fault on any day
6 | FALSE | [6 empty] | Small Polluted | 61833.8442 | 60836.4575 | -997.3868 | -1.613% | 61772.0104 | 61772.0104 | 0 | 0% | Number of offtake meters per LDZ | 14.3846 | Average LDZ meters
7 | FALSE | [6 empty] | Medium Polluted | 49730.1981 | 48928.0445 | -802.1536 | -1.613% | 49671.6533 | 49671.6533 | 0 | 0% | 1 in 20 worst case no of faults | 3 | Using a binomial distribution with n = no of Offtake meters and p=probability of an error occuring per day
8 | FALSE | [6 empty] | Large Polluted | 188395.8828 | 185357.0363 | -3038.8465 | -1.613% | 188522.1818 | 188522.1818 | 0 | 0%
9 | FALSE | [6 empty] | Residual Polluted | 776606.7712 | 764080.0177 | -12526.7535 | -1.613% | 776705.4423 | 776705.4423 | 0 | 0% | Energy error for VAR | 290342 | Daily kWh error
10 | FALSE
11 | FALSE
12 | FALSE
13 | FALSE
14 | FALSE
15 | FALSE
16 | FALSE
Risk 01 - LDZ Allocation Error
Risk 1
Offtake measurement errors create a risk to accurate allocation as any error is initially allocated to NTS shrinkage. When the LDZ throughput is corrected volume adjustments will be picked up through unidentified gas.
The default data determines the probability of any offtake meter having an error on on a given day 0.0641. This is determined using the Measurement Errors Register November 2014. The 1 in 20 worst case scenario has been determined using an average number of LDZ as 14.38. The error rate has been approximated by a Binomial distribution. X - Bi( n, p).
n = number of meters in an average LDZ
p = probability of each individual meter being faulty on any given day
This affects all products 1-4.

## Risk01 Data
Quanitified Offtake Measurement Errors
Source: Joint Office website - Measurement Error Register (November 2014) - (Complete reports only)
Unique Reference Number | DN Reference | Description | Offtake | LDZ | Downstream Transporter | Significance Low <30GWH Medium >=30<50GWh High >=50GWh | Declared volume of error (MCM | Estimated quantity of error (GWh) | Discovered | Error First Notified | First Gas Day Where Error Present | Last Gas Day Where Error Present | Length of error
EA001 |  | Error in orifice plate measurement | Great Wilbraham MTA | EA | National Grid - DN | Low | 0.8 | 8.68 | 2009-08-18 | 2009-09-07 | 2007-10-12 | 2008-10-09 | 364
EA010 | MER/UKD/178/11 | The tracker was upgraded to a chromatograph. The tracker was decommisioned in 27th July 2009 but the chromatograph that was installed to replace the tracker did not function correctly until 14th October 2010. | Royston MRA/MRB Combined | EA | National Grid - DN | Low | 0.445 | 4.8 | 4069500% | 4002100% | 2009-07-27 | 2010-10-14 | 445
EA011 | MER/UKD/181/12 | CP13 failed during validation | Matching Green MTA | EA | National Grid - DN | Null | 0 | 0 | 4101600% | 4114100% | 2012-04-17 | 2012-04-17 | 1
EA012 | MER/UKD/184/13 | Error in the temperature measurement caused by a poor connection on the probe. | Bacton MRD | EA | National Grid - DN | Low | 0.151 | 1.62 | 4149000% | 4149500% | 2013-05-27 | 2013-08-04 | 70
EA013 | MER/UKD/187/14 | Intermittent loss of turbine meter pulses | Bacton MRD | EA | National Grid - DN | Low | 0.059382 | 0.6334 | 4181800% | 4192100% | 2014-04-07 | 2014-10-10 | 187
NO001 |  | Bent orifice plate after impact from debri after high volume flows | Ganstead MTA | NO | Northern Gas Networks - DN | Low | 0.15932 | 1.7833 | 2008-12-30 | 2009-04-02 | 2008-12-03 | 2008-12-30 | 28
NO005 |  | Low DP Cell found out of tolerance | Elton MTA | NO | Northern Gas Networks - DN | Low | 0.7218 | 8.203 | 2010-01-20 | 2010-06-11 | 2008-05-15 | 2009-05-13 | 364
NO007 |  | Failure of Turbine HF | Asselby 7B MRA | NO | Northern Gas Networks - DN | Low | 0.027509 | 0.1956 | 2010-06-16 | 2010-07-27 | 2010-06-16 | 2010-06-16 | 1
NT008 |  | The temperature sensor was reading about 5 degrees high. The error was caused by a bad connection between the sensor and the temperature transmitter. | Horndon B MTA | NT | National Grid - DN | High | 11.094 | 125 | 2010-07-07 | 2010-12-14 | 2008-07-31 | 2010-07-07 | 707
NT009 | MER/UKD/185/14 | Temperature transmitters failed during recalibration attempt. | Peters Green 2 (South Mimms) MTC/MTD Combined | NT | National Grid - DN | Low | 0.79946 | 8.68 | 2014-05-08 | 2014-05-22 | 2014-05-06 | 2014-06-09 | 35
NW010 |  | The effective orifice bore was corrected twice for the drain hole. | Weston Point MTB | NW | National Grid - DN | Low | 0.024293 | 0.2632 | 2011-10-05 | 2011-12-22 | 2011-08-25 | 2011-10-05 | 42
NW011 |  | Pressure transducer locking up | Blackrod MTB | NW | National Grid - DN | Low | 0.1217 | 1.34 | 2011-12-09 | 2011-12-23 | 2011-12-09 | 2011-12-09 | 1
SC001 |  | Incorrect K-factors entered in OMNI flow computer | Langholm MRA | SC | Scotia Gas - DN | Low | 5.37 | 0.5 | 2008-11-21 | 2008-12-01 | 2005-11-07 | 2008-12-02 | 1122
SC002 |  | GAUGE PRESSURE TRANSMITTER ERROR | Lockerbie MTA | SC | Scotia Gas - DN | Low | 0.09 | 0.5 | 2009-05-27 | 2010-01-21 | 2008-06-02 | 2009-05-27 | 360
SC005 |  | Faulty turbine meter wiring | Careston MRA | SC | Scotia Gas - DN | Low | 0.0015 | 0.017 | 2010-08-22 | 2010-09-02 | 2010-08-22 | 2010-08-22 | 1
SC006 |  | Incorrect orifice plate location in carrier | Aberdeen MTA | SC | Scotia Gas - DN | High | 292 | 3223 | 2010-08-10 | 2010-09-24 | 2009-07-21 | 2010-08-10 | 386
SC007 |  | LDP calibration error | Balgray MTA | SC | Scotia Gas - DN | Low | 0.265 | 2.9 | 2010-04-06 | 2010-12-23 | 2009-04-22 | 2010-04-06 | 350
SC008 |  | Incorrect OMNI k-factor at one frequency point | Bathgate UMA | SC | Scotia Gas - DN | Low | 0.025 | 0.3 | 2010-05-26 | 2011-01-06 | 2007-06-11 | 2010-05-26 | 1081
SC010 |  | CALIBRATION SHIFT NOTED FOLLOWING CALIBRATION OF TURBINE METERS | St Fergus MTA | SC | Scotia Gas - DN | Low | 0.81488 | 4.5 | 2011-09-08 | 2011-11-08 | 2007-04-01 | 2011-04-29 | 1490
SC011 |  | Turbine meter calibration shift | Pitcairngreen MRB | SC | Scotia Gas - DN | Low | 0.045217 | 0.5 | 4104600% | 4113100% | 2011-06-14 | 2011-06-28 | 15
SC012 |  | The turbine meters on both streams have been recalibrated. Errors at the lowest calibration point average -2.5% | Kinknockie MRA/MRB | SC | Scotia Gas - DN | Low | 2.1417 | 23.8 | 4115600% | 4115700% | 2007-04-01 | 2012-02-07 | 1774
SC013 | 0 | Incorrect wiring connection of cords 2 & 3 transducers. | Benhervie | SC | Scotia Gas - DN | 0 | 0 | 0 | 4160600% | 4160600% | 2013-10-12 | 2013-11-29 | 49
SE003 |  | HIGH DP TRANSMITTER ERROR | Shorne MTA | SE | Scotia Gas - DN | Low | 0.18 | 2 | 2008-07-14 | 2010-02-15 | 2008-07-15 | 2009-07-14 | 365
SO004 |  | Low DP transmitter error | Braishfield A MTA | SO | Scotia Gas - DN | Low | 0.433 | 4.7 | 2010-09-30 | 2011-01-10 | 2010-01-21 | 2010-09-30 | 253
SO005 |  | Errors on LDP, HDP, and Pressure transmitters | Braishfield B MTB | SO | Scotia Gas - DN | Low | 0.118 | 1.3 | 2010-06-15 | 2011-01-13 | 2010-01-26 | 2010-06-15 | 141
SO006 |  | Error on HDP transmitter | Braishfield B MTB | SO | Scotia Gas - DN | Low | 0.015 | 0.2 | 2010-04-27 | 2011-01-14 | 2010-04-25 | 2010-04-27 | 3
SO007 |  | HDP transmitter calibration error | Braishfield B MTB | SO | Scotia Gas - DN | Low | 1.082 | 11.7 | 2011-01-07 | 2011-01-20 | 2010-07-30 | 2011-01-07 | 162
SO009 |  | Temperature Transmitter | Hardwick | SO | Scotia Gas - DN | Null | 0 | 0 | 2011-06-07 | 2011-10-19 | 2010-07-06 | 2011-06-07 | 337
SO010 |  | LDP ZERO DRIFT EXCEEDED LOW FLOW CUT-OFF | Braishfield A MTA | SO | Scotia Gas - DN | Low | 0.384 | 4.2 | 2011-07-16 | 2011-10-21 | 2011-06-30 | 2011-07-16 | 17
SO011 |  | ME2 LDP Error | Braishfield A MTA | SO | Scotia Gas - DN | Low | 0.413 | 4.5 | 2011-06-30 | 2011-10-26 | 2010-10-01 | 2011-06-30 | 273
SO012 |  | FLOWRATE EXCEEDED SITE MAXIMUM. MINOR DAMAGE TO ORIFICE PLATE AND HDP CALIBRATION SHIFT. FLOW ABOVE SITE MAXIMUM CORRECTED BY GAS CONTROL AND NG WARWICK. REMAINING ERRORS WILL RESULT IN NULL REPORT | Hardwick | SO | Scotia Gas - DN | 0 |  | 0 | 2011-11-10 | 2011-11-10 | 2011-09-10 | 2011-09-15 | 6
SO013 |  | ME2 calibration errors exceeding tolerance on low dp and pressure transmitters. The reported results are not supported by HPMIS or System Control data so no estimate is provided below. | Mappowder MTA | SO | Scotia Gas - DN | 0 | 0 | 0 | 2012-05-22 | 2012-07-06 | 2011-05-23 | 2012-05-22 | 366
SW003 |  | Incorrect frequencies entered in Omni flow computer | Coffinswell MRA | SW | Wales & West Utilities - DN | Low |  | <0.01 | 2009-02-17 | 2009-07-08 | 2008-08-29 | 2009-04-30 | 245
SW005 |  | Incorrect frequencies entered in Omni flow computer | Choakford MRA | SW | Wales & West Utilities - DN | Low | <0.001 | <0.01 | 2009-02-17 | 2009-10-27 | 2008-10-13 | 2009-04-30 | 200
SW006 |  | Failed ADC checks | Evesham MTA | SW | Wales & West Utilities - DN | 0 | 0 | 0 | 2009-08-04 | 2010-03-02 | 2008-07-08 | 2009-08-04 | 393
SW012 |  | Incorrect density figures calculated due to mismeasured composition figures by the chromatograph. | Ross-On-Wye MRB | SW | Wales & West Utilities - DN | Low | 0.00275 | 0.0286 | 2010-03-26 | 2010-09-13 | 2010-03-25 | 2010-03-25 | 1
SW021 |  | Pressure transducer locking up | Aylesbeare MTA | SW | Wales & West Utilities - DN | Low | 0.0331 | 0.36 | 2011-12-12 | 2011-12-21 | 2011-12-04 | 2011-12-04 | 1
SW022 | MER/WWU/SW022 | Fixed RD applied in flow computer for duration of tracker fault | Littleton Drew MRA | SW | Wales & West Utilities - DN | Low | 0.003959 | 0.04 | 4098400% | 4095600% | 2012-01-19 | 2012-04-11 | 84
SW023 | MER/WWU/SW023 | Pressure and temperature inputs left in override mode in Omni following maintenance | Pucklechurch MRA | SW | Wales & West Utilities - DN | Low | 0.14389 | 1.58 | 4113400% | 4114900% | 2012-06-01 | 2012-06-14 | 14
SW024 | MER/WWU/SW024 | Metering pressure transducer out of tolerance | Evesham MTB | SW | Wales & West Utilities - DN | Low | 0.37037 | 4.03 | 4115600% | 4116300% | 2011-07-28 | 2012-08-01 | 371
SW025 | MER/WWU/SW025 | Metering pressure transducer out of tolerance | Fiddington MTA | SW | Wales & West Utilities - DN | Low | 0 | 1.9 | 4115600% | 4116300% | 4077700% | 4114200% | 366
SW026 | MER/WWU/SW026 | Metering low differential pressure transducer out of tolerance | Easton Grey MTA | SW | Wales & West Utilities - DN | Low | 0 | 7.1 | 4118300% | 4123200% | 2011-06-15 | 2012-06-21 | 373
SW027 | MER/WWU/SW027 | Faulty turbine meter wiring | Littleton Drew MRA | SW | Wales & West Utilities - DN | Low | 0 | 7.8 | 4124600% | 4126300% | 2012-11-21 | 2012-11-30 | 10
SW028 | MER/WWU/SW028 | Faulty turbine meter wiring | Littleton Drew MRA | SW | Wales & West Utilities - DN | Low | 0 | 7.22 | 4128500% | 4130400% | 2013-01-08 | 2013-01-08 | 1
SW029 | MER/WWU/SW029 and MER/WWU/SW030 | Omni Configuration and Wiring Error. The calculations also refer to SW030 which can be closed due to it being covered in MER/WWU/029/13 Rev O report produced by GL. | Kenn MTA and Kenn MTB | SW | Wales & West Utilities - DN | Low | 0.28666 | 3.119 | 4135200% | 4140800% | 2012-03-20 | 2013-03-16 | 362
SW030 | MER/WWU/SW030 | Omni Configuration and Wiring Error | Kenn MTB | SW | Wales & West Utilities - DN | 0 | 0 | 0 | 4135200% | 4140800% | 2013-03-16 | 2013-03-19 | 4
SW031 | MER/WWU/SW031 | Failed validation checks on pressure transmitter, pressure ADC and temperature ADC | Evesham MTA & MTB | SW | Wales & West Utilities - DN | Low | 2.1523 | 12 | 4151800% | 4175900% | 2012-07-30 | 2013-07-23 | 359
WM013 | MER/UKD/183/13 | Suspected temperature loop error | Hydes Pastures MTB | WM | National Grid - DN | 0.03% (NULL) | 0.007901 | 0 | 4091800% | 4104500% | 2011-02-18 | 2012-07-20 | 519
WM014 | MER/UKD/182/13 | Incorrect flow computer firmware was used. | Atherstone MRA | WM | National Grid - DN | High | 12.11 | 131.9 | 4132500% | 4132600% | 2012-03-14 | 2013-02-20 | 344
WS002 | MER/WWU/WS002 | Stream MT1 the pressure and temperature ADC errors were outside the required tolerance. | Gilwern MUA | WS | Wales & West Utilities - DN | Low | 2.4708 | 26.8422 | 2013-10-18 | 2013-12-16 | 2012-05-17 | 2013-06-24 | 404

## Risk02
Parameter Control |  |  | Parameter Control Hidden here | Risk | 2 | LDZ Allocation Error - no correction |  | £000s/Year | Allocation |  |  |  | Reconciliation |  |  |  | Number of LDZ Off take Errors | 127 | Measurement Error reports total
# | Used | Value |  | FALSE | Risk not active |  | (Go to the menu to select the risk for assessment) | VAR | 21220.9953 |  |  |  | 0 |  |  |  | Total Number Offtake Meters | 187 | All the offtake meters on the system
1 | TRUE | LDZ Allocation Error - no correction | [14 empty] | Average Days per Error | 296.94 | Information comes from measurement error register to be over written by the PAW
2 | TRUE | 96781 | [5 empty] | Supplier | Reference | Risk | Variance | % | Reference | Risk | Variance | % | Total Metering errors | 3649.7353 | (GWh) Information comes from measurement error register to be over written by the PAW
3 | TRUE | 96781 | [5 empty] | Small Polluter | 37100.3065 | 36501.8745 | -598.4321 | -1.613% | 37038.4727 | 37038.4727 | 0 | 0% | Average Error per fault day | 96780.7408 | kWh
4 | FALSE | [6 empty] | Medium Polluter | 39468.4112 | 38831.7814 | -636.6299 | -1.613% | 39526.956 | 39526.956 | 0 | 0% | Latest end date- earliest start date | 3260 | Information comes from measurement error register to be over written by the PAW
5 | FALSE | [6 empty] | Large Polluter | 162478.2928 | 159857.4999 | -2620.7929 | -1.613% | 162376.9906 | 162376.9906 | 0 | 0% | Probability of an error occuring per day | 0.06186 | Probability of a meter having a fault on any day
6 | FALSE | [6 empty] | Small Polluted | 61833.8442 | 60836.4575 | -997.3868 | -1.613% | 61772.0104 | 61772.0104 | 0 | 0% | Number of offtake meters per LDZ | 14.3846 | Average LDZ meters
7 | FALSE | [6 empty] | Medium Polluted | 49730.1981 | 48928.0445 | -802.1536 | -1.613% | 49671.6533 | 49671.6533 | 0 | 0% | Probability of error being detected | 90% | Probability of detecting an error before reconciliation
8 | FALSE | [6 empty] | Large Polluted | 188395.8828 | 185357.0363 | -3038.8465 | -1.613% | 188522.1818 | 188522.1818 | 0 | 0% | Probability of error not being detected | 0.1 | Probability ofan error remaining at reconciliation
9 | FALSE | [6 empty] | Residual Polluted | 776606.7712 | 764080.0177 | -12526.7535 | -1.613% | 776705.4423 | 776705.4423 | 0 | 0% | Probability of a meter having an error and not being detected | 0.006186
10 | FALSE | [15 empty] | 1 in 20 worst case no of faults | 1
11 | FALSE
12 | FALSE | [15 empty] | Energy error for VAR | 96781 | Daily kWh error
13 | FALSE
14 | FALSE
15 | FALSE
16 | FALSE
Risk 02 - LDZ Allocation Error
Risk 2
Offtake measurement errors create a risk to accurate allocation, any error which remains undiscovered will be picked up through NTS shrinkage. As offtake meter errors occur frequently it is likely that there are a number of Offtake meter errors which are undetected.
Engage have estimated 10% of errors are undetected. The probability of any offtake meter having an error which is undetected on a given day 0.00641. Using an average of 14.38 offtake meters per LDZ.
The error rate can be approximated by a Binomial distribution. X - Bi( n, p).
n = number of meters in an average LDZ
p = probability of each individual meter being faulty on any given day and remaining undetected
This risk affects all products 1-4.

## Risk03
Parameter Control |  |  | Parameter Control Hidden here | Risk | 3 | Meter Read Validation Failure |  | £000s/Year | Allocation |  |  |  | Reconciliation |  |  |  | Average AQ | 18698.2013 | From Common Data | AQ Change between 13 and 14 | Normal Distribution Function | Find 95%
# | Used | Value |  | FALSE | Risk not active |  | (Go to the menu to select the risk for assessment) | VAR | 21220.9953 |  |  |  | 0 |  |  |  | Average AQ change between 13-14 | -2.162% | Mod 81 Report- EUC 01-08 | -2000 | 0.0042964 | -2000
1 | TRUE | Meter Read Validation Failure | [14 empty] | Standard Deviation | 2.975% | Spread of Change in AQ values between Shippers | -1900 | 0.0071813 | -1900
2 | FALSE | [6 empty] | Supplier | Reference | Risk | Variance | % | Reference | Risk | Variance | % | Average Decrease in AQ | -538.2962 |  | -1800 | 0.011656 | -1800
3 | FALSE | [6 empty] | Small Polluter | 37100.3065 | 36501.8745 | -598.4321 | -1.613% | 37038.4727 | 37038.4727 | 0 | 0% | Standard Deviation | 556.2364 |  | -1700 | 0.018376 | -1700
4 | FALSE | [6 empty] | Medium Polluter | 39468.4112 | 38831.7814 | -636.6299 | -1.613% | 39526.956 | 39526.956 | 0 | 0% | 1 in 20 Scenario - Change in consumption | 376.6313 | Derived using a normal distribution | -1600 | 0.028149 | -1600
5 | FALSE | [6 empty] | Large Polluter | 162478.2928 | 159857.4999 | -2620.7929 | -1.613% | 162376.9906 | 162376.9906 | 0 | 0% | Percentage of MPRN not read in a year | 5.527% | Data provided using Xoserve's sample data | -1500 | 0.041909 | -1500
6 | FALSE | [6 empty] | Small Polluted | 61833.8442 | 60836.4575 | -997.3868 | -1.613% | 61772.0104 | 61772.0104 | 0 | 0% | Energy error for VAR | 125475.9677 | Daily kWh error | -1400 | 0.060671 | -200000
7 | TRUE | 125475.9677 | [5 empty] | Medium Polluted | 49730.1981 | 48928.0445 | -802.1536 | -1.613% | 49671.6533 | 49671.6533 | 0 | 0% |  |  |  | -1300 | 0.085439 | -200000
8 | FALSE | [6 empty] | Large Polluted | 188395.8828 | 185357.0363 | -3038.8465 | -1.613% | 188522.1818 | 188522.1818 | 0 | 0% |  |  |  | -1200 | 0.1171 | -200000
9 | FALSE | [6 empty] | Residual Polluted | 776606.7712 | 764080.0177 | -12526.7535 | -1.613% | 776705.4423 | 776705.4423 | 0 | 0% |  |  |  | -1100 | 0.15629 | -200000
10 | FALSE | [18 empty] | -1000 | 0.20326 | -200000
11 | FALSE | [18 empty] | -900 | 0.25776 | -200000
12 | FALSE | [18 empty] | -800 | 0.319 | -200000
13 | FALSE | [18 empty] | -700 | 0.38564 | -200000
14 | FALSE | [18 empty] | -600 | 0.45584 | -200000
15 | FALSE | [18 empty] | -500 | 0.52744 | -200000
16 | FALSE | [18 empty] | -400 | 0.59818 | -200000
[20 empty] | -300 | 0.66582 | -200000
[20 empty] | -200 | 0.72847 | -200000
[20 empty] | -100 | 0.78464 | -200000
[20 empty] | 0 | 0.83341 | -200000
[20 empty] | 100 | 0.87442 | -200000
[20 empty] | 200 | 0.9078 | -200000
[20 empty] | 300 | 0.93411 | -200000
[20 empty] | 400 | 0.95419 | -200000
[20 empty] | 500 | 0.96902 | -200000
[20 empty] | 600 | 0.97964 | -200000
[20 empty] | 700 | 0.987 | -200000
[20 empty] | 800 | 0.99194 | -200000
[20 empty] | 900 | 0.99514 | -200000
[20 empty] | 1000 | 0.99716 | -200000
[21 empty] | Min | -1500
Risk 03 - Meter Read Validation Failure
Risk 3
Meter read validation failure will mean that either the correct read doesn't enter settlement or an incorrect read does enter settlement. Provided these reads are corrected by line in the sand the principle risk is to initial allocation.
Using Xoserve's sample data we have determined that on average 5.53% of meter points do not have a read accepted in settlement in a rolling 12 months. Using variation determined from 2014 Mod 81 Report 10 the 1 in 20 worst case would be that each of these MPRNs is carrying an increased consumption compared to AQ. This would be eleminated by line in the sand.
This risks affects initial allocation errors for Product 4 only.

## Risk03 Data
MPRNs | Previous AQ | New AQ | Average Change | Standard Deviation | Total in Sample
21714664 | 417714079991 | 406025159521 | -538.2962 | 46990.5803 | 2191244
Average AQ | Average Decrease | Standard Deviation
18698.2013 | -0.021625 | 0.029748
Latest Meter Reading Sample
[5 empty] | Last Meter Read Months Previously | Count
[5 empty] | 1 | 110970 | 110970 | 5.064%
[5 empty] | 2 | 530060 | 641030 | 29.25%
[5 empty] | 3 | 474473 | 1115503 | 50.91%
[5 empty] | 4 | 331883 | 1447386 | 66.05%
[5 empty] | 5 | 182459 | 1629845 | 74.38%
[5 empty] | 6 | 136986 | 1766831 | 80.63%
[5 empty] | 7 | 120631 | 1887462 | 86.14%
[5 empty] | 8 | 46169 | 1933631 | 88.24%
[5 empty] | 9 | 41655 | 1975286 | 90.14%
[5 empty] | 10 | 37828 | 2013114 | 91.87%
[5 empty] | 11 | 32319 | 2045433 | 93.35%
[5 empty] | 12 | 24694 | 2070127 | 94.47%
[5 empty] | 13 | 25115 | 2095242 | 95.62%
[5 empty] | 14 | 15177 | 2110419 | 96.31%
[5 empty] | 15 | 10623 | 2121042 | 96.8%
[5 empty] | 16 | 9993 | 2131035 | 97.25%
[5 empty] | 17 | 7682 | 2138717 | 97.6%
[5 empty] | 18 | 6459 | 2145176 | 97.9%
[5 empty] | 19 | 5673 | 2150849 | 98.16%
[5 empty] | 20 | 4620 | 2155469 | 98.37%
[5 empty] | 21 | 4707 | 2160176 | 98.58%
[5 empty] | 22 | 3974 | 2164150 | 98.76%
[5 empty] | 23 | 3281 | 2167431 | 98.91%
[5 empty] | 24 | 3050 | 2170481 | 99.05%
[5 empty] | 25 | 2580 | 2173061 | 99.17%
[5 empty] | 26 | 1994 | 2175055 | 99.26%
[5 empty] | 27 | 1368 | 2176423 | 99.32%
[5 empty] | 28 | 1417 | 2177840 | 99.39%
[5 empty] | 29 | 1229 | 2179069 | 99.44%
[5 empty] | 30 | 1002 | 2180071 | 99.49%
[5 empty] | 31 | 1110 | 2181181 | 99.54%
[5 empty] | 32 | 772 | 2181953 | 99.58%
[5 empty] | 33 | 701 | 2182654 | 99.61%
[5 empty] | 34 | 578 | 2183232 | 99.63%
[5 empty] | 35 | 564 | 2183796 | 99.66%
[5 empty] | 36 | 476 | 2184272 | 99.68%
[5 empty] | 37 | 481 | 2184753 | 99.7%
[5 empty] | 38 | 375 | 2185128 | 99.72%
[5 empty] | 39 | 376 | 2185504 | 99.74%
[5 empty] | 40 | 393 | 2185897 | 99.76%
[5 empty] | 41 | 257 | 2186154 | 99.77%
[5 empty] | 42 | 279 | 2186433 | 99.78%
[5 empty] | 43 | 231 | 2186664 | 99.79%
[5 empty] | 44 | 190 | 2186854 | 99.8%
[5 empty] | 45 | 245 | 2187099 | 99.81%
[5 empty] | 46 | 237 | 2187336 | 99.82%
[5 empty] | 47 | 251 | 2187587 | 99.83%
[5 empty] | 48 | 148 | 2187735 | 99.84%
[5 empty] | 49 | 176 | 2187911 | 99.85%
[5 empty] | 50 | 151 | 2188062 | 99.85%
[5 empty] | 51 | 172 | 2188234 | 99.86%
[5 empty] | 52 | 119 | 2188353 | 99.87%
[5 empty] | 53 | 114 | 2188467 | 99.87%
[5 empty] | 54 | 126 | 2188593 | 99.88%
[5 empty] | 55 | 89 | 2188682 | 99.88%
[5 empty] | 56 | 83 | 2188765 | 99.89%
[5 empty] | 57 | 118 | 2188883 | 99.89%
[5 empty] | 58 | 115 | 2188998 | 99.9%
[5 empty] | 59 | 101 | 2189099 | 99.9%
[5 empty] | 60 | 74 | 2189173 | 99.91%
[5 empty] | 61 | 75 | 2189248 | 99.91%
[5 empty] | 62 | 62 | 2189310 | 99.91%
[5 empty] | 63 | 61 | 2189371 | 99.91%
[5 empty] | 64 | 67 | 2189438 | 99.92%
[5 empty] | 65 | 66 | 2189504 | 99.92%
[5 empty] | 66 | 67 | 2189571 | 99.92%
[5 empty] | 67 | 49 | 2189620 | 99.93%
[5 empty] | 68 | 52 | 2189672 | 99.93%
[5 empty] | 69 | 36 | 2189708 | 99.93%
[5 empty] | 70 | 39 | 2189747 | 99.93%
[5 empty] | 71 | 36 | 2189783 | 99.93%
[5 empty] | 72 | 28 | 2189811 | 99.93%
[5 empty] | 73 | 49 | 2189860 | 99.94%
[5 empty] | 74 | 54 | 2189914 | 99.94%
[5 empty] | 75 | 39 | 2189953 | 99.94%
[5 empty] | 76 | 35 | 2189988 | 99.94%
[5 empty] | 77 | 51 | 2190039 | 99.95%
[5 empty] | 78 | 34 | 2190073 | 99.95%
[5 empty] | 79 | 25 | 2190098 | 99.95%
[5 empty] | 80 | 36 | 2190134 | 99.95%
[5 empty] | 81 | 30 | 2190164 | 99.95%
[5 empty] | 82 | 26 | 2190190 | 99.95%
[5 empty] | 83 | 33 | 2190223 | 99.95%
[5 empty] | 84 | 25 | 2190248 | 99.95%
[5 empty] | 85 | 21 | 2190269 | 99.96%
[5 empty] | 86 | 19 | 2190288 | 99.96%
[5 empty] | 87 | 15 | 2190303 | 99.96%
[5 empty] | 88 | 20 | 2190323 | 99.96%
[5 empty] | 89 | 28 | 2190351 | 99.96%
[5 empty] | 90 | 21 | 2190372 | 99.96%
[5 empty] | 91 | 11 | 2190383 | 99.96%
[5 empty] | 92 | 16 | 2190399 | 99.96%
[5 empty] | 93 | 21 | 2190420 | 99.96%
[5 empty] | 94 | 36 | 2190456 | 99.96%
[5 empty] | 95 | 18 | 2190474 | 99.96%
[5 empty] | 96 | 14 | 2190488 | 99.97%
[5 empty] | 97 | 11 | 2190499 | 99.97%
[5 empty] | 98 | 18 | 2190517 | 99.97%
[5 empty] | 99 | 18 | 2190535 | 99.97%
[5 empty] | 100 | 22 | 2190557 | 99.97%
[5 empty] | 101 | 22 | 2190579 | 99.97%
[5 empty] | 102 | 28 | 2190607 | 99.97%
[5 empty] | 103 | 27 | 2190634 | 99.97%
[5 empty] | 104 | 14 | 2190648 | 99.97%
[5 empty] | 105 | 20 | 2190668 | 99.97%
[5 empty] | 106 | 14 | 2190682 | 99.97%
[5 empty] | 107 | 21 | 2190703 | 99.98%
[5 empty] | 108 | 12 | 2190715 | 99.98%
[5 empty] | 109 | 14 | 2190729 | 99.98%
[5 empty] | 110 | 17 | 2190746 | 99.98%
[5 empty] | 111 | 9 | 2190755 | 99.98%
[5 empty] | 112 | 10 | 2190765 | 99.98%
[5 empty] | 113 | 17 | 2190782 | 99.98%
[5 empty] | 114 | 15 | 2190797 | 99.98%
[5 empty] | 115 | 10 | 2190807 | 99.98%
[5 empty] | 116 | 19 | 2190826 | 99.98%
[5 empty] | 117 | 9 | 2190835 | 99.98%
[5 empty] | 118 | 7 | 2190842 | 99.98%
[5 empty] | 119 | 11 | 2190853 | 99.98%
[5 empty] | 120 | 11 | 2190864 | 99.98%
[5 empty] | 121 | 12 | 2190876 | 99.98%
[5 empty] | 122 | 7 | 2190883 | 99.98%
[5 empty] | 123 | 10 | 2190893 | 99.98%
[5 empty] | 124 | 6 | 2190899 | 99.98%
[5 empty] | 125 | 12 | 2190911 | 99.98%
[5 empty] | 126 | 8 | 2190919 | 99.99%
[5 empty] | 127 | 4 | 2190923 | 99.99%
[5 empty] | 128 | 10 | 2190933 | 99.99%
[5 empty] | 129 | 5 | 2190938 | 99.99%
[5 empty] | 130 | 7 | 2190945 | 99.99%
[5 empty] | 131 | 5 | 2190950 | 99.99%
[5 empty] | 132 | 7 | 2190957 | 99.99%
[5 empty] | 133 | 6 | 2190963 | 99.99%
[5 empty] | 134 | 8 | 2190971 | 99.99%
[5 empty] | 135 | 8 | 2190979 | 99.99%
[5 empty] | 136 | 9 | 2190988 | 99.99%
[5 empty] | 137 | 7 | 2190995 | 99.99%
[5 empty] | 138 | 5 | 2191000 | 99.99%
[5 empty] | 139 | 1 | 2191001 | 99.99%
[5 empty] | 140 | 2 | 2191003 | 99.99%
[5 empty] | 141 | 4 | 2191007 | 99.99%
[5 empty] | 142 | 1 | 2191008 | 99.99%
[5 empty] | 143 | 5 | 2191013 | 99.99%
[5 empty] | 144 | 3 | 2191016 | 99.99%
[5 empty] | 145 | 3 | 2191019 | 99.99%
[5 empty] | 146 | 2 | 2191021 | 99.99%
[5 empty] | 147 | 8 | 2191029 | 99.99%
[5 empty] | 148 | 8 | 2191037 | 99.99%
[5 empty] | 149 | 7 | 2191044 | 99.99%
[5 empty] | 151 | 1 | 2191045 | 99.99%
[5 empty] | 152 | 2 | 2191047 | 99.99%
[5 empty] | 153 | 4 | 2191051 | 99.99%
[5 empty] | 154 | 5 | 2191056 | 99.99%
[5 empty] | 155 | 6 | 2191062 | 99.99%
[5 empty] | 156 | 2 | 2191064 | 99.99%
[5 empty] | 157 | 2 | 2191066 | 99.99%
[5 empty] | 158 | 2 | 2191068 | 99.99%
[5 empty] | 159 | 4 | 2191072 | 99.99%
[5 empty] | 160 | 6 | 2191078 | 99.99%
[5 empty] | 161 | 6 | 2191084 | 99.99%
[5 empty] | 162 | 4 | 2191088 | 99.99%
[5 empty] | 163 | 6 | 2191094 | 99.99%
[5 empty] | 164 | 3 | 2191097 | 99.99%
[5 empty] | 165 | 4 | 2191101 | 99.99%
[5 empty] | 166 | 1 | 2191102 | 99.99%
[5 empty] | 167 | 5 | 2191107 | 99.99%
[5 empty] | 168 | 3 | 2191110 | 99.99%
[5 empty] | 169 | 4 | 2191114 | 99.99%
[5 empty] | 170 | 2 | 2191116 | 99.99%
[5 empty] | 172 | 2 | 2191118 | 99.99%
[5 empty] | 173 | 2 | 2191120 | 99.99%
[5 empty] | 174 | 1 | 2191121 | 99.99%
[5 empty] | 175 | 4 | 2191125 | 99.99%
[5 empty] | 176 | 1 | 2191126 | 99.99%
[5 empty] | 177 | 4 | 2191130 | 99.99%
[5 empty] | 178 | 6 | 2191136 | 100%
[5 empty] | 179 | 1 | 2191137 | 100%
[5 empty] | 180 | 1 | 2191138 | 100%
[5 empty] | 181 | 4 | 2191142 | 100%
[5 empty] | 183 | 3 | 2191145 | 100%
[5 empty] | 184 | 3 | 2191148 | 100%
[5 empty] | 185 | 2 | 2191150 | 100%
[5 empty] | 186 | 2 | 2191152 | 100%
[5 empty] | 188 | 3 | 2191155 | 100%
[5 empty] | 190 | 1 | 2191156 | 100%
[5 empty] | 191 | 3 | 2191159 | 100%
[5 empty] | 193 | 1 | 2191160 | 100%
[5 empty] | 195 | 1 | 2191161 | 100%
[5 empty] | 196 | 1 | 2191162 | 100%
[5 empty] | 197 | 4 | 2191166 | 100%
[5 empty] | 200 | 3 | 2191169 | 100%
[5 empty] | 204 | 2 | 2191171 | 100%
[5 empty] | 207 | 1 | 2191172 | 100%
[5 empty] | 210 | 58 | 2191230 | 100%
[5 empty] | 211 | 3 | 2191233 | 100%
[5 empty] | 215 | 1 | 2191234 | 100%
[5 empty] | 217 | 1 | 2191235 | 100%
[5 empty] | 219 | 1 | 2191236 | 100%
[5 empty] | 225 | 7 | 2191243 | 100%
[5 empty] | 339 | 1 | 2191244 | 100%

## Risk04
Parameter Control |  |  | Parameter Control Hidden here | Risk | 4 | Failure to Obtain a Meter Reading |  | £000s/Year | Allocation |  |  |  | Reconciliation |  |  |  | Sample of latest meter read > 42 months | 4811 | Sample provided by Xoserve of East Midlands
# | Used | Value |  | FALSE | Risk not active |  | (Go to the menu to select the risk for assessment) | VAR | 21220.9953 |  |  |  | 0 |  |  |  | Total | 2191244 | Samples provided by Xoserve of East Midlands
1 | TRUE | Failure to Obtain a Meter Reading | [14 empty] | Percentage of MPRNs with latest read outside the settlement window | 0.2196% | Samples provided by Xoserve of East Midlands
2 | FALSE | [6 empty] | Supplier | Reference | Risk | Variance | % | Reference | Risk | Variance | % | Average AQ 2011 | 20451.1114 | Mod 81 Report 10
3 | FALSE | [6 empty] | Small Polluter | 37100.3065 | 36501.8745 | -598.4321 | -1.613% | 37038.4727 | 37038.4727 | 0 | 0% | 1 in 20 consumption change in 2011 | 678.2985 | Normal Distribution
4 | FALSE | [6 empty] | Medium Polluter | 39468.4112 | 38831.7814 | -636.6299 | -1.613% | 39526.956 | 39526.956 | 0 | 0% | Average AQ 2012 | 19458.4955 | Mod 81 Report 10
5 | FALSE | [6 empty] | Large Polluter | 162478.2928 | 159857.4999 | -2620.7929 | -1.613% | 162376.9906 | 162376.9906 | 0 | 0% | 1 in 20 consumption change in 2012 | 143.6489 | Normal Distribution
6 | FALSE | [6 empty] | Small Polluted | 61833.8442 | 60836.4575 | -997.3868 | -1.613% | 61772.0104 | 61772.0104 | 0 | 0% | Average AQ 2013 | 19469.1461 | Mod 81 Report 10
7 | TRUE | 6871.6919 | [5 empty] | Medium Polluted | 49730.1981 | 48928.0445 | -802.1536 | -1.613% | 49671.6533 | 49671.6533 | 0 | 0% | 1 in 20 consumption change in 2013 | 824.0508 | Normal Distribution
8 | FALSE | [6 empty] | Large Polluted | 188395.8828 | 185357.0363 | -3038.8465 | -1.613% | 188522.1818 | 188522.1818 | 0 | 0% | Average AQ 2014 | 18698.2013 | Common Data
9 | FALSE | [6 empty] | Residual Polluted | 776606.7712 | 764080.0177 | -12526.7535 | -1.613% | 776705.4423 | 776705.4423 | 0 | 0% | 1 in 20 consumption change in 2014 | 510.5794 | Normal Distribution
10 | FALSE | [15 empty] | Total change over 42 months | 1817.4283 | kWh error per MPRN
11 | TRUE | 6871.6919
12 | FALSE
13 | FALSE
14 | FALSE | [15 empty] | Energy error for VAR | 6871.6919 | Daily kWh error
15 | FALSE
16 | FALSE
Risk 04 - Failure to Obtain a Meter Reading
Risk 4
This risk assesses the impact of shippers failing to obtain meter reads during the settlement window of on average 42 months.
From a sample of data that Xoserve have provided for the East Midlands 0.2% do not have a valid read accepted on the current UK Link system within the settlement window. The settlement window is determined as 42 months, the average between 36 and 48 months.
1 in 20 scenario is represented by the level of error using a normal distribution with data from Mod 81 report 10 for the last 42 months. The 1 in 20 scenario assess the likelihood of actual consumption being higher than the AQ.
This risk affects product 4 only.

## Risk04 Data
|  |  | Percentage | kWh |  |  |  | Percentage | kWh |  |  |  | Percentage | kWh |  |  |  | Percentage | kWh
|  | 1 in 20 worst case | -7.056% | -1319.2309 |  |  | 1 in 20 worst case | -7.707% | -1500.4585 |  |  | 1 in 20 worst case | -9.711% | -1889.6914 |  |  | 1 in 20 worst case | -5.785% | -1183.1031
2014 Mod 81 Report 10 |  |  |  |  | 2013 Mod 81 Report 10 |  |  |  |  | 2012 Mod 81 Report 10 |  |  |  |  | 2011 Mod 81 Report 10
| Total MPRNs | Average % change | Standard Deviation | Average AQ |  | Total MPRNs | Average % change | Standard Deviation | Average AQ |  | Total MPRNs | Average % change | Standard Deviation | Average AQ |  | Total MPRNs | Average % change | Standard Deviation | Average AQ
| 21714660 | -2.162% | 2.975% | 18697.5699 |  | 21659416 | -1.737% | 3.629% | 19469.1461 |  | 21636319 | -4.487% | 3.176% | 19458.4955 |  | 21578140 | -1.234% | 2.767% | 20451.1114

## Risk05
Parameter Control |  |  | Parameter Control Hidden here | Risk | 5 | Use of Estimated Read for Product 1 and 2 |  | £000s/Year | Allocation |  |  |  | Reconciliation |  |  |  | Total number of reads for product 1 | 1100 | From shipper matrix tab
# | Used | Value |  | FALSE | Risk not active |  | (Go to the menu to select the risk for assessment) | VAR | 21220.9953 |  |  |  | 0 |  |  |  | Total number of reads for product 2 | 2200 | From shipper matrix tab
1 | TRUE | Use of Estimated Read for Product 1 and 2 | [14 empty] | Percentage read failure for product 1 | 1.6% | Percentage that fail outer tolerance from Xoserve's data provided to the Nexus Workgroup on 24th November 2014- To be updated by the PAW with more accurate information.
2 | FALSE | [6 empty] | Supplier | Reference | Risk | Variance | % | Reference | Risk | Variance | % | Percentage read failure for product 2 | 1.6% | Percentage that fail outer tolerance from Xoserve's data provided to the Nexus Workgroup on 24th November 2014- To be updated by the PAW with more accurate information.
3 | FALSE | [6 empty] | Small Polluter | 37100.3065 | 36501.8745 | -598.4321 | -1.613% | 37038.4727 | 37038.4727 | 0 | 0% | Number of estimated reads for product 1 | 17.6 | Estimates per day (Reads by failure rate)
4 | TRUE | 693089.7711 | [5 empty] | Medium Polluter | 39468.4112 | 38831.7814 | -636.6299 | -1.613% | 39526.956 | 39526.956 | 0 | 0% | Number of estimated reads for product 2 | 35.2 | Estimates per day
5 | TRUE | 1386179.5421 | [5 empty] | Large Polluter | 162478.2928 | 159857.4999 | -2620.7929 | -1.613% | 162376.9906 | 162376.9906 | 0 | 0% | Average yearly AQ change by MPRN for Product 1 | 840154.2639 | 2014 Mod 81 Report 10 - EUC 07, 08 and 09, from Risk 05 data sheet
6 | FALSE | [6 empty] | Small Polluted | 61833.8442 | 60836.4575 | -997.3868 | -1.613% | 61772.0104 | 61772.0104 | 0 | 0% | Standard Deviation | 8227833.92 | 2014 Mod 81 Report 10 - EUC 07, 08 and 09, from Risk 05 data sheet
7 | FALSE | [6 empty] | Medium Polluted | 49730.1981 | 48928.0445 | -802.1536 | -1.613% | 49671.6533 | 49671.6533 | 0 | 0% | Average yearly AQ change by MPRN for Product 2 | 840154.2639 | 2014 Mod 81 Report 10 - EUC 07, 08 and 09, from Risk 05 data sheet
8 | TRUE | 1386.1795 | [5 empty] | Large Polluted | 188395.8828 | 185357.0363 | -3038.8465 | -1.613% | 188522.1818 | 188522.1818 | 0 | 0% | Standard Deviation in AQ change for Product 2 | 8227833.92 | 2014 Mod 81 Report 10 - EUC 07, 08 and 09, from Risk 05 data sheet
9 | TRUE | 2772.3591 | [5 empty] | Residual Polluted | 776606.7712 | 764080.0177 | -12526.7535 | -1.613% | 776705.4423 | 776705.4423 | 0 | 0% | Average energy between estimate and actual product 1 | 2301.7925 | kWh per day
10 | FALSE | [15 empty] | 1 in 20 Scenario annual estimated difference for product 1 | 39380.1006 | Daily difference in kWh using a normal distribution
11 | FALSE | [15 empty] | Average energy between estimate and actual Product 2 | 2301.7925 | kWh per day
12 | FALSE | [15 empty] | 1 in 20 Scenario annual estimated difference Product 2 | 39380.1006 | Daily difference in kWh using a normal distribution
13 | FALSE | [15 empty] | Percentage of check reads completed by transporters | 99.8% | Product 1 only
14 | FALSE | [15 empty] | Percentage of check reads completed by shippers | 99.8% | Product 2 only
15 | FALSE
16 | FALSE
[17 empty] | Initial Energy error for P1 | 693089.7711 | Daily kWh error
[17 empty] | Initial Energy error for P2 | 1386179.5421 | Daily kWh error
[17 empty] | Final Energy error for P1 | 1386.1795 | Daily kWh error
[17 empty] | Final Energy error for P2 | 2772.3591 | Daily kWh error
Risk 05 - Use of Estimated Reads for Product 1 and 2
Risk
Estimate read for daily read sites within product 1 and 2 create a risk as their consumption is more volatile and has a greater impact on the gas network. Where there are read failures estimates are generated to match the consumption 7 days previously. Where there is no consumption history the estimate will be AQ/365. The use of estimated reads will only materially impact settlement if there is no replacement read within gas flow day+5.
It is the transporters responsibility to complete a check read on product 1 sites and the shippers responsiblility to complete check reads on product 2 sites, where the meter derives a read. When a check read has been completed a re-reconcilation occurs which will ensure the MPRN pays for the right amount of gas however the profile of that gas may not be accurate. Where no check read is completed there is a risk to final allocation.
Using the Mod 81 report the average difference between 2013 consumption and 2014 consumption was 840,154 kWh per site with a standard deviation of 8 GWh. We have identified the 1 in 20 worst case scenario using a normal distribution. The actual amount of energy would depend on how the market is made up.
This risk affects products 1 and 2.

## Risk05 Data
| Total MPRNs | Total Previous AQ | Total New AQ | Standard Deviation in Difference
EUC 07-09 | 1330 | 16648905610 | 17766310781 | 8227833.92

## Risk06
Parameter Control |  |  | Parameter Control Hidden here | Risk | 6 | Read Submission Frequency for Product 4 |  | £000s/Year | Allocation |  |  |  | Reconciliation |  |  |  | Average AQ | 18698.2013 | Common Data
# | Used | Value |  | FALSE | Risk not active |  | (Go to the menu to select the risk for assessment) | VAR | 21220.9953 |  |  |  | 0 |  |  |  | Average AQ change between 13-14 | -2.162% | Mod 81 Report- EUC 01-08
1 | TRUE | Read Submission Frequency for Product 4 | [14 empty] | Standard Deviation | 2.975% | Spread of Change in AQ values between Shippers
2 | FALSE | [6 empty] | Supplier | Reference | Risk | Variance | % | Reference | Risk | Variance | % | Average Decrease in AQ | -538.2962
3 | FALSE | [6 empty] | Small Polluter | 37100.3065 | 36501.8745 | -598.4321 | -1.613% | 37038.4727 | 37038.4727 | 0 | 0% | Standard Deviation | 556.2364
4 | FALSE | [6 empty] | Medium Polluter | 39468.4112 | 38831.7814 | -636.6299 | -1.613% | 39526.956 | 39526.956 | 0 | 0% | 1 in 20 Scenario - Change in consumption | 376.6313 | Derived using a normal distribution
5 | FALSE | [6 empty] | Large Polluter | 162478.2928 | 159857.4999 | -2620.7929 | -1.613% | 162376.9906 | 162376.9906 | 0 | 0% | Average number of days between meter reads | 136 | Data provided using Xoserve's sample data
6 | FALSE | [6 empty] | Small Polluted | 61833.8442 | 60836.4575 | -997.3868 | -1.613% | 61772.0104 | 61772.0104 | 0 | 0% | Energy error for VAR | 117695.4944 | Daily kWh error
7 | TRUE | 117695.4944 | [5 empty] | Medium Polluted | 49730.1981 | 48928.0445 | -802.1536 | -1.613% | 49671.6533 | 49671.6533 | 0 | 0%
8 | FALSE | [6 empty] | Large Polluted | 188395.8828 | 185357.0363 | -3038.8465 | -1.613% | 188522.1818 | 188522.1818 | 0 | 0%
9 | FALSE | [6 empty] | Residual Polluted | 776606.7712 | 764080.0177 | -12526.7535 | -1.613% | 776705.4423 | 776705.4423 | 0 | 0%
10 | FALSE
11 | FALSE
12 | FALSE
13 | FALSE
14 | FALSE
15 | FALSE
16 | FALSE
Risk 06 - Read Submission Frequency for Product 4
Risk
Where read frequency is lower there is a higher chance that the AQ will be less accurate.
This is similar to risk 3 but assesses the impact of the average length of time between meter reads. The PAW should use this risk to assess the acceptable level of risk between meter readings.
This risk affects product 4 only.

## Risk07
[17 empty] | Potentially incorrect correction factors | Source: Xoserve's data cleanse reporting December 2014
Parameter Control |  |  | Parameter Control Hidden here | Risk | 7 | Incorrect asset data on the Supply Point Register |  | £000s/Year | Allocation |  |  |  | Reconciliation
# | Used | Value |  | FALSE | Risk not active |  | (Go to the menu to select the risk for assessment) | VAR | 21220.9953 |  |  |  | 0 |  |  |  | Percentage of MPRNs potentially with an incorrect correction factor | 0.08425% | From Xoserve data | 1854 | MPRNS
1 | TRUE | Incorrect asset data on the Supply Point Register
2 | FALSE | [6 empty] | Supplier | Reference | Risk | Variance | % | Reference | Risk | Variance | % | 1 in 20 worst case - Energy factor is out by a factor of 10 | 10 | Factor Energy is incorrect by | 168284 | kWh/Meter/Year
3 | FALSE | [6 empty] | Small Polluter | 37100.3065 | 36501.8745 | -598.4321 | -1.613% | 37038.4727 | 37038.4727 | 0 | 0%
4 | TRUE | 589.7048 | [5 empty] | Medium Polluter | 39468.4112 | 38831.7814 | -636.6299 | -1.613% | 39526.956 | 39526.956 | 0 | 0% | Total energy error for VAR | 854790.5096 | Daily kWh error
5 | TRUE | 1179.4095 | [5 empty] | Large Polluter | 162478.2928 | 159857.4999 | -2620.7929 | -1.613% | 162376.9906 | 162376.9906 | 0 | 0%
6 | TRUE | 212293.7122 | [5 empty] | Small Polluted | 61833.8442 | 60836.4575 | -997.3868 | -1.613% | 61772.0104 | 61772.0104 | 0 | 0% | Error split by product meter count
7 | TRUE | 965346.6858 | [5 empty] | Medium Polluted | 49730.1981 | 48928.0445 | -802.1536 | -1.613% | 49671.6533 | 49671.6533 | 0 | 0% | P1 | 427.3953 | Daily kWh error
8 | TRUE | 589.7048 | [5 empty] | Large Polluted | 188395.8828 | 185357.0363 | -3038.8465 | -1.613% | 188522.1818 | 188522.1818 | 0 | 0% | P2 | 854.7905 | Daily kWh error
9 | TRUE | 1179.4095 | [5 empty] | Residual Polluted | 776606.7712 | 764080.0177 | -12526.7535 | -1.613% | 776705.4423 | 776705.4423 | 0 | 0% | P3 | 153862.2917 | Daily kWh error
10 | TRUE | 212293.7122 | [14 empty] | P4 | 699646.0321 | Daily kWh error | OK
11 | TRUE | 965346.6858
12 | FALSE | [15 empty] | Incorrect read factors | Source: Xoserve's data cleanse reporting December 2014
13 | FALSE
14 | FALSE | [15 empty] | Percentage of MPRNs potentially with an incorrect read factor | 0.007572% | From Xoserve data | 167 | MPRNS
15 | FALSE
16 | FALSE | [15 empty] | 1 in 20 worst case - Energy factor is out by a factor of 10 | 35.3 | Factor Energy is incorrect by | 641348 | kWh/Meter/Year
[17 empty] | Total energy error for VAR | 293438.674 | Daily kWh error
Error split by product meter count
[17 empty] | P1 | 146.7193 | Daily kWh error
[17 empty] | P2 | 293.4387 | Daily kWh error
[17 empty] | P3 | 52818.9613 | Daily kWh error
[17 empty] | P4 | 240179.5546 | Daily kWh error
[17 empty] | No Assets attached to confirmed sites | Source: Xoserve's data cleanse reporting December 2014
[17 empty] | Percentage of MPRNs potentially with an incorrect read factor | 0.1383% | From Xoserve data | 3043 | MPRNS
[17 empty] | 1 in 20 worst case - AQ accuracy | 80% | Estimated correctness of the AQ (20% error) | 3740 | kWh/Meter/Year
[17 empty] | Total energy error for VAR | 31180.3288 | Daily kWh error
Error split by product meter count
[17 empty] | P1 | 15.5902 | Daily kWh error
[17 empty] | P2 | 31.1803 | Daily kWh error
[17 empty] | P3 | 5612.4592 | Daily kWh error
[17 empty] | P4 | 25521.0991 | Daily kWh error
Risk 07 - Incorrect Asset Data on the Supply Point Register
Risk
There is a risk that if the supply point register is not accurately maintained, the consumption attributed to each MPRN at individual meter point reconcilation will not be correct and could be out significantly. The three scenarios includes in this risk are; potentially incorrect correction factors, incorrect read factor and confirmed sites with no asset attached.
In each case we have estimated the 1 in 20 worst case scenario. Where the correction factor is wrong it can be incorrect by a factor of 10 or 100. Where the read factor is incorrect the metric and imperial indicator can be mixed up. To evaluate each of these scenarios individually default the other scenarios to zero.
The model evaluate these scenarios if they are not corrected by the end of the settlements window.
This risk affects products 1-4.

## Risk07 Data
Provided by Xoserve December 2014

## Risk08
Parameter Control |  |  | Parameter Control Hidden here | Risk | 8 | Change of Shipper |  | £000s/Year | Allocation |  |  |  | Reconciliation |  |  |  | MPRN Sample Size | 21714664 | Mod 81 Report- Total MPRNs
# | Used | Value |  | FALSE | Risk not active |  | (Go to the menu to select the risk for assessment) | VAR | 21220.9953 |  |  |  | 0 |  |  |  | Number of supply point confirmations per year | 2782040 | Report from Xoserve 3rd December 2014 CoS activity gas yr 13/14
1 | TRUE | Change of Shipper | [14 empty] | Approximate CoS per day within the LDZ modelled | 632.0607 | Using the model LDZ size
2 | FALSE | [6 empty] | Supplier | Reference | Risk | Variance | % | Reference | Risk | Variance | % | Probability of Estimated Reading Used and not replaced | 0.343 | Report from Xoserve December 2014 showing, supply point confirmations, estimated reads and SARs.
3 | FALSE | [6 empty] | Small Polluter | 37100.3065 | 36501.8745 | -598.4321 | -1.613% | 37038.4727 | 37038.4727 | 0 | 0% | 1 in 20 number of estimated CoS reads per day | 236
4 | FALSE | [6 empty] | Medium Polluter | 39468.4112 | 38831.7814 | -636.6299 | -1.613% | 39526.956 | 39526.956 | 0 | 0% | Average AQ | 18698.2013 | Common Data
5 | FALSE | [6 empty] | Large Polluter | 162478.2928 | 159857.4999 | -2620.7929 | -1.613% | 162376.9906 | 162376.9906 | 0 | 0% | Average AQ change between 13-14 | -2.162% | Mod 81 Report- EUC 01-09
6 | FALSE | [6 empty] | Small Polluted | 61833.8442 | 60836.4575 | -997.3868 | -1.613% | 61772.0104 | 61772.0104 | 0 | 0% | Average Difference in AQ compared to consumption | 404.348
7 | TRUE | -35556.0409 | [5 empty] | Medium Polluted | 49730.1981 | 48928.0445 | -802.1536 | -1.613% | 49671.6533 | 49671.6533 | 0 | 0% | Average time between meter reads in product 4 | 136 | Report from Xoserve 3rd December 2014
8 | FALSE | [6 empty] | Large Polluted | 188395.8828 | 185357.0363 | -3038.8465 | -1.613% | 188522.1818 | 188522.1818 | 0 | 0%
9 | FALSE | [6 empty] | Residual Polluted | 776606.7712 | 764080.0177 | -12526.7535 | -1.613% | 776705.4423 | 776705.4423 | 0 | 0%
10 | FALSE | [15 empty] | Energy error for VAR | 35556.0409 | Daily kWh error
11 | TRUE | -35556.0409
12 | FALSE
13 | FALSE
14 | FALSE
15 | FALSE
16 | FALSE
Risk 08 - Change of Shipper
Risk 8
Where a change of shipper is completed using an estimate transfer read and not subsiquently replaced, the closed reconciliation period of the previous shipper will end on an estimate and the new reconciliation period will begin on the same estimate. The risk is that the reconciled energy between each shipper involved in the transfer process does not reflect true consumption. The performance risk is that the shipper does not get an actual transfer read.
This risk is evaluated using a binomial probability distribution to determine the 1 in 20 number of change of shippers which are based on an estimate and not replaced. The default values are X - Binomial ( 632, 0.343). Where 632 is the average change of shipper activities per day and 0.343 is the probability an estimated transfer read will be used and not replaced.
Using the average decrease in AQ the VAR has been calculated as the difference between actual and consumption, taking into account the average read period.
This risk affects product 4 only.

## Risk08 Data
Data Provided by Xoserve
Month Year | Number Of Confirmations | Number Of Estimate Reads | % Of Estimate Reads | Number of estimates per day | Number of SARS per month | Percentage accepted | Number of estimated reads after SAR submission | Percentage of estimates
2013-10-01 | 243458 | 83870 | 34.45% | 2705.4839
2013-11-01 | 472120 | 129145 | 27.35% | 4304.8333
2013-12-01 | 337913 | 120822 | 35.76% | 3897.4839
2014-01-01 | 201572 | 74376 | 36.9% | 2399.2258
2014-02-01 | 182763 | 61028 | 33.39% | 2104.4138
2014-03-01 | 210837 | 75941 | 36.02% | 2449.7097
2014-04-01 | 218124 | 86188 | 39.51% | 2872.9333
2014-05-01 | 192271 | 66181 | 34.42% | 2134.871 | 5303 | 84% | 61726.48 | 32.1%
2014-06-01 | 179662 | 59498 | 33.12% | 1983.2667 | 3661 | 76% | 56715.64 | 31.57%
2014-07-01 | 161524 | 54874 | 33.97% | 1770.129 | 2606 | 73% | 52971.62 | 32.79%
2014-08-01 | 166874 | 61127 | 36.63% | 1971.8387 | 2309 | 73% | 59441.43 | 35.62%
2014-09-01 | 197551 | 79888 | 40.44% | 2662.9333 | 2665 | 76% | 77862.6 | 39.41%
|  |  |  | 2604.7602 |  |  |  | 34.3%

## Risk09
Parameter Control |  |  | Parameter Control Hidden here | Risk | 9 | Late Check Reads |  | £000s/Year | Allocation |  |  |  | Reconciliation
# | Used | Value |  | FALSE | Risk not active |  | (Go to the menu to select the risk for assessment) | VAR | 21220.9953 |  |  |  | 0 |  |  |  | Percentage of sites requiring a check read | 2.993% | Estimate based on the total number of AMRs
1 | TRUE | Late Check Reads | [14 empty] | Average AQ for I&C sites | 250000 | Engage estimate (Mod 81 Report 10 EUC 03-09 AQ-906,249)
2 | FALSE | [6 empty] | Supplier | Reference | Risk | Variance | % | Reference | Risk | Variance | % | Average difference between check read and actual | 2% | Engage Estimate
3 | TRUE | 6382.8621 | [5 empty] | Small Polluter | 37100.3065 | 36501.8745 | -598.4321 | -1.613% | 37038.4727 | 37038.4727 | 0 | 0% | 1 in 20 event - percentage of late check reads | 15% | Engage Estimate
4 | TRUE | 31914.3105 | [5 empty] | Medium Polluter | 39468.4112 | 38831.7814 | -636.6299 | -1.613% | 39526.956 | 39526.956 | 0 | 0% | 1 in 20 event - percentage of uncompleted check reads within the settlement window | 0.02% | Engage Estimate
5 | TRUE | 71807.1986 | [5 empty] | Large Polluter | 162478.2928 | 159857.4999 | -2620.7929 | -1.613% | 162376.9906 | 162376.9906 | 0 | 0%
6 | TRUE | 25212.3053 | [5 empty] | Small Polluted | 61833.8442 | 60836.4575 | -997.3868 | -1.613% | 61772.0104 | 61772.0104 | 0 | 0%
7 | TRUE | 8.5105 | [5 empty] | Medium Polluted | 49730.1981 | 48928.0445 | -802.1536 | -1.613% | 49671.6533 | 49671.6533 | 0 | 0% | Energy error for initial allocation | 135316.6765 | Daily kWh error
8 | TRUE | 42.5524 | [5 empty] | Large Polluted | 188395.8828 | 185357.0363 | -3038.8465 | -1.613% | 188522.1818 | 188522.1818 | 0 | 0% | Energy error for final allocation | 180.4222 | Daily kWh error
9 | TRUE | 95.7429 | [5 empty] | Residual Polluted | 776606.7712 | 764080.0177 | -12526.7535 | -1.613% | 776705.4423 | 776705.4423 | 0 | 0%
10 | TRUE | 33.6164 | [14 empty] | Percentage of Product 3 which is I&C energy volume | 75% | Engage Estimate - To be Updated by the PAW
11 | FALSE | [15 empty] | Percentage of Product 4 which is I&C energy volume | 5% | Engage Estimate - To be Updated by the PAW
12 | FALSE
13 | FALSE | [15 empty] | I&C Energy by Product |  | Proportion of all energy that is I&C in product
14 | FALSE | [15 empty] | P1 | 1%
15 | FALSE | [15 empty] | P2 | 5%
16 | FALSE | [15 empty] | P3 | 11.25%
[17 empty] | P4 | 3.95%
[17 empty] | Total | 21.2%
[17 empty] | I&C Energy Split |  | Split of I&C between products
[17 empty] | P1 | 4.717%
[17 empty] | P2 | 23.58%
[17 empty] | P3 | 53.07%
[17 empty] | P4 | 18.63%
[17 empty] | Total | 100%
[17 empty] | Initial Energy error for VAR P1 | 6382.8621 | Daily kWh error | OK
[17 empty] | Initial Energy error for VAR P2 | 31914.3105 | Daily kWh error
[17 empty] | Initial Energy error for VAR P3 | 71807.1986 | Daily kWh error
[17 empty] | Initial Energy error for VAR P4 | 25212.3053 | Daily kWh error
[17 empty] | Final Energy error for VAR P1 | 8.5105 | Daily kWh error | OK
[17 empty] | Final Energy error for VAR P2 | 42.5524 | Daily kWh error
[17 empty] | Final Energy error for VAR P3 | 95.7429 | Daily kWh error
[17 empty] | Final Energy error for VAR P4 | 33.6164 | Daily kWh error
Risk 09 - Late Check Reads
Risk
There is a risk created by shippers not completing the check reads. Shippers are required to complete check reads for all metering equipment that derives a read. This risk will assess the impact of check reads not being completed within the 12/24-month timescales. This risk will affect products 1-4 and potentially all AMR devices. The risk of not completing these check reads is that drift and other errors are not identified.
This risk will principally effect the initial allocation and profiling between days, however if the check reads are not completed at all final allocation will be incorrect.
This risk affects products 1, 2, 3 and 4.

## Risk10
Parameter Control |  |  | Parameter Control Hidden here | Risk | 10 | Shipperless Sites |  | £000s/Year | Allocation |  |  |  | Reconciliation |  |  |  | Number of Isolations per year | 73473 | Xosere Report November 2014
# | Used | Value |  | FALSE | Risk not active |  | (Go to the menu to select the risk for assessment) | VAR | 21220.9953 |  |  |  | 0 |  |  |  | Probability still consuming gas | 0.05 | Engage Estimate
1 | TRUE | Shipperless Sites | [14 empty] | Isolations per day | 201 | Xosere Report November 2014
2 | FALSE | [6 empty] | Supplier | Reference | Risk | Variance | % | Reference | Risk | Variance | % | Average AQ | 18698.2013 | Common Data
3 | FALSE | [6 empty] | Small Polluter | 37100.3065 | 36501.8745 | -598.4321 | -1.613% | 37038.4727 | 37038.4727 | 0 | 0% | Length of time remains undetected years | 0.75 | Average time until GSR visit
4 | TRUE | 2103.5477 | [5 empty] | Medium Polluter | 39468.4112 | 38831.7814 | -636.6299 | -1.613% | 39526.956 | 39526.956 | 0 | 0% | 1 in 20 worst case no of shipperless sites created per day | 15 | Taking a binomial distribution
5 | TRUE | 10517.7383 | [5 empty] | Large Polluter | 162478.2928 | 159857.4999 | -2620.7929 | -1.613% | 162376.9906 | 162376.9906 | 0 | 0%
6 | TRUE | 31553.2148 | [5 empty] | Small Polluted | 61833.8442 | 60836.4575 | -997.3868 | -1.613% | 61772.0104 | 61772.0104 | 0 | 0%
7 | TRUE | 166180.2644 | [5 empty] | Medium Polluted | 49730.1981 | 48928.0445 | -802.1536 | -1.613% | 49671.6533 | 49671.6533 | 0 | 0%
8 | FALSE | [6 empty] | Large Polluted | 188395.8828 | 185357.0363 | -3038.8465 | -1.613% | 188522.1818 | 188522.1818 | 0 | 0%
9 | FALSE | [6 empty] | Residual Polluted | 776606.7712 | 764080.0177 | -12526.7535 | -1.613% | 776705.4423 | 776705.4423 | 0 | 0%
10 | FALSE | [15 empty] | Energy error for VAR | 210354.7651 | Daily kWh error
11 | FALSE
12 | FALSE | [15 empty] | Initial Allocation
13 | FALSE | [15 empty] | P1 | 2103.5477 | Daily kWh error
14 | FALSE | [15 empty] | P2 | 10517.7383 | Daily kWh error
15 | FALSE | [15 empty] | P3 | 31553.2148 | Daily kWh error
16 | FALSE | [15 empty] | P4 | 166180.2644 | Daily kWh error
OK
Risk 10 - Shipperless Sites
Risk 10
A risk to allocation is created when shippers withdraw from sites that are still consuming gas creating shipperless sites. The with introduction of UNC Mod 424 and 425 shipperless sites should create a temporary risk to allocation. Where the objectives of these modifications are not achieved shipperless gas may create a permenant mis-allocation to final reconcilation.
There probability of sites becoming shipperless can be approximated by a Binomial Distribution with 201 isolations per day and an approximate error rate of 0.05. So 5% of sites are withdrawn from in error and continue to offtake gas. X - Bi (201, 0.05) where the number of trial = 201 and probability 0.05.
The 1 in 20 scenario is 15 sites being isolated per day which are still consuming gas.
This risk affects product 1-4.

## Risk10 Data
Month | SSP Isolations | LSP Isolations
2013-10-01 | 4637 | 256
2013-11-01 | 5195 | 277
2013-12-01 | 4442 | 237
2014-01-01 | 4810 | 228
2014-02-01 | 5792 | 203
2014-03-01 | 6692 | 247
2014-04-01 | 7974 | 290
2014-05-01 | 6113 | 294
2014-06-01 | 6543 | 266
2014-07-01 | 7237 | 228
2014-08-01 | 5699 | 233
2014-09-01 | 5314 | 266
Total | 70448 | 3025
| Total | 73473

## Risk11
Parameter Control |  |  | Parameter Control Hidden here | Risk | 11 | Theft of Gas |  | £000s/Year | Allocation |  |  |  | Reconciliation |  |  |  | Minimum estimated amount of theft | 0.006% | AUGE Statement Page 13
# | Used | Value |  | FALSE | Risk not active |  | (Go to the menu to select the risk for assessment) | VAR | 21220.9953 |  |  |  | 0 |  |  |  | Maximum estimated amount of theft (1 in 20) | 2% | Engage/Ofgem estimate
1 | TRUE | Theft of Gas
2 | FALSE | [6 empty] | Supplier | Reference | Risk | Variance | % | Reference | Risk | Variance | %
3 | FALSE | [6 empty] | Small Polluter | 37100.3065 | 36501.8745 | -598.4321 | -1.613% | 37038.4727 | 37038.4727 | 0 | 0%
4 | TRUE | 38907 | [5 empty] | Medium Polluter | 39468.4112 | 38831.7814 | -636.6299 | -1.613% | 39526.956 | 39526.956 | 0 | 0%
5 | TRUE | 194535 | [5 empty] | Large Polluter | 162478.2928 | 159857.4999 | -2620.7929 | -1.613% | 162376.9906 | 162376.9906 | 0 | 0%
6 | TRUE | 583605 | [5 empty] | Small Polluted | 61833.8442 | 60836.4575 | -997.3868 | -1.613% | 61772.0104 | 61772.0104 | 0 | 0%
7 | TRUE | 3073653 | [5 empty] | Medium Polluted | 49730.1981 | 48928.0445 | -802.1536 | -1.613% | 49671.6533 | 49671.6533 | 0 | 0%
8 | TRUE | 38907 | [5 empty] | Large Polluted | 188395.8828 | 185357.0363 | -3038.8465 | -1.613% | 188522.1818 | 188522.1818 | 0 | 0% | All products - share by energy - IA & Rec
9 | TRUE | 194535 | [5 empty] | Residual Polluted | 776606.7712 | 764080.0177 | -12526.7535 | -1.613% | 776705.4423 | 776705.4423 | 0 | 0%
10 | TRUE | 583605
11 | TRUE | 3073653
12 | FALSE | [15 empty] | Energy error for VAR | 3890700 | Daily kWh error
13 | FALSE
14 | FALSE | [15 empty] | Initial Allocation
15 | FALSE | [15 empty] | P1 | 38907
16 | FALSE | [15 empty] | P2 | 194535
[17 empty] | P3 | 583605
[17 empty] | P4 | 3073653 |  | OK
Initial Allocation
[17 empty] | P1 | 38907
[17 empty] | P2 | 194535
[17 empty] | P3 | 583605
[17 empty] | P4 | 3073653 |  | OK
Risk 11 - Theft of Gas
Risk 11
Where theft of gas occurs, the amount of gas consumed will not be accurately identified. Any difference will be allocated to the unidentified gas adjustment. The energy will be allocated evenly across all market segments, which may not reflect the market segment or product category where the theft occurred.
Theft being undetected creates a risk to accurate settlement allocation. The theft of gas risk assessment service which will be introduced in 2016 looks to increase detection rates from 3,000 to 6,000 per annum. Detected risks creates a temporary misallocation, the most significant risk is theft that remains undetected.
As we have little data to model using a probability distribution the 1 in 20 worst case will be modelled as an estimate of 2% of throughput.
This risk affects products 1-4.

## Risk12
Parameter Control |  |  | Parameter Control Hidden here | Risk | 12 | Use of AQ Correction Process |  | £000s/Year | Allocation |  |  |  | Reconciliation |  |  |  | Average AQ | 18698.2013 | Common Data
# | Used | Value |  | FALSE | Risk not active |  | (Go to the menu to select the risk for assessment) | VAR | 21220.9953 |  |  |  | 0 |  |  |  | 300% average AQ | 56094.604 | Maximum acceptible tolerance for EUC01 according to the BRDs
1 | TRUE | Use of AQ Correction Process | [14 empty] | 1 in 20 worst case | 56094.604 | Maximum acceptible tolerance for EUC01 according to the BRDs
2 | FALSE | [6 empty] | Supplier | Reference | Risk | Variance | % | Reference | Risk | Variance | % | Average days between meter reads in product 4 | 136
3 | FALSE | [6 empty] | Small Polluter | 37100.3065 | 36501.8745 | -598.4321 | -1.613% | 37038.4727 | 37038.4727 | 0 | 0% | Number of Reads submitted annually | 4664485.2941 | Derived using days between meter reads and MPRNs in product 4
4 | FALSE | [6 empty] | Medium Polluter | 39468.4112 | 38831.7814 | -636.6299 | -1.613% | 39526.956 | 39526.956 | 0 | 0% | Number of Meter Read Failure | 1.6%
5 | FALSE | [6 empty] | Large Polluter | 162478.2928 | 159857.4999 | -2620.7929 | -1.613% | 162376.9906 | 162376.9906 | 0 | 0% | Number of AQ corrections daily | 204.4706 | Approximated by number of daily failed reads
6 | FALSE | [6 empty] | Small Polluted | 61833.8442 | 60836.4575 | -997.3868 | -1.613% | 61772.0104 | 61772.0104 | 0 | 0% | 1 in 20 change in consumption | 13934.0021
7 | TRUE | 2849093.6049 | [5 empty] | Medium Polluted | 49730.1981 | 48928.0445 | -802.1536 | -1.613% | 49671.6533 | 49671.6533 | 0 | 0%
8 | FALSE | [6 empty] | Large Polluted | 188395.8828 | 185357.0363 | -3038.8465 | -1.613% | 188522.1818 | 188522.1818 | 0 | 0% | Energy error for VAR | 2849093.6049 | Daily kWh error
9 | FALSE | [6 empty] | Residual Polluted | 776606.7712 | 764080.0177 | -12526.7535 | -1.613% | 776705.4423 | 776705.4423 | 0 | 0%
10 | FALSE
11 | TRUE | 2849093.6049
12 | FALSE
13 | FALSE
14 | FALSE
15 | FALSE
16 | FALSE
Risk 12 - Use of AQ Correction Process
Risk 12
A shipper can complete an AQ correction where an AQ is not reflective of true consumption. This should happen following confirmed theft of gas, significant changes in consumption and following a meter read rejection outside the tolerances. As meter read tolerances for MPRNs with different AQs are still being developed it may be that AQ corrections are required most for sites where the AQ should be increasing. It is expected that shippers will complete these AQ corrections in an unbiased way following meter read failures which are as a direct result of the AQ/SOQ.
This risk would principally impact product 4, as all other product categories should automatically recalculate monthly following acceptance of daily reads. The 95% worst case is determined using the outer tolerance which is acceptible for meter reads documented in the Project Nexus settlements arrangement BRD.
This risk would only impact product 4.

## Risk13
Parameter Control |  |  | Parameter Control Hidden here | Risk | 13 | Use of WAR for EUC 3 and Above |  | £000s/Year | Allocation |  |  |  | Reconciliation |  |  |  | Total MPRNs on Mod 81 Report | 21714664 | Data from Report 10 Mod 81
# | Used | Value |  | FALSE | Risk not active |  | (Go to the menu to select the risk for assessment) | VAR | 21220.9953 |  |  |  | 0 |  |  |  | Number of MPRNs elligible for a site specific WAR | 123945 | Provided by Fiona Cottam 31st December 2014
1 | TRUE | Use of WAR for EUC 3 and Above | [14 empty] | Percentage elligible for a site specific WAR | 0.5708%
2 | FALSE | [6 empty] | Supplier | Reference | Risk | Variance | % | Reference | Risk | Variance | % | Average AQ for EUC 03 and above | 906249.094 | Data from Report 10 - Mod 81 report
3 | FALSE | [6 empty] | Small Polluter | 37100.3065 | 36501.8745 | -598.4321 | -1.613% | 37038.4727 | 37038.4727 | 0 | 0% | 1 in 20 worst case difference in AQ during the winter | 10% | AQ is incorrect- Estimated by Engage
4 | FALSE | [6 empty] | Medium Polluter | 39468.4112 | 38831.7814 | -636.6299 | -1.613% | 39526.956 | 39526.956 | 0 | 0% | Percentage site specific WAR completed | 75%
5 | FALSE | [6 empty] | Large Polluter | 162478.2928 | 159857.4999 | -2620.7929 | -1.613% | 162376.9906 | 162376.9906 | 0 | 0%
6 | FALSE | [6 empty] | Small Polluted | 61833.8442 | 60836.4575 | -997.3868 | -1.613% | 61772.0104 | 61772.0104 | 0 | 0%
7 | TRUE | 779459.0584 | [5 empty] | Medium Polluted | 49730.1981 | 48928.0445 | -802.1536 | -1.613% | 49671.6533 | 49671.6533 | 0 | 0%
8 | FALSE | [6 empty] | Large Polluted | 188395.8828 | 185357.0363 | -3038.8465 | -1.613% | 188522.1818 | 188522.1818 | 0 | 0%
9 | FALSE | [6 empty] | Residual Polluted | 776606.7712 | 764080.0177 | -12526.7535 | -1.613% | 776705.4423 | 776705.4423 | 0 | 0%
10 | FALSE | [15 empty] | Energy error for VAR | 779459.0584 | Daily kWh error
11 | FALSE
12 | FALSE
13 | FALSE
14 | FALSE
15 | FALSE
16 | FALSE
Risk 13 - Use of WAR for EUC 3 and Above
Risk
There is a risk that where a Winter Annual Ratio (WAR) is not calculated to determine a site-specific winter consumption for a monthly read site with an AQ > 293,000kWh, the profile between days will be incorrect.
WAR should be calculated for EUC 03 and above and will have the greatest impact where these MPRNs are allocated in product 4.
This risk would affect product 4.

## Risk13 data
Total MPRNs | 21714664
Total EUC 03 | 97831
Total AQ | 88659255120
Average | 906249.094

## Risk14
[21 empty] | KWh reduction | Probability | 210
Parameter Control |  |  | Parameter Control Hidden here | Risk | 14 | Approach to Retrospective Updates |  | £000s/Year | Allocation |  |  |  | Reconciliation |  |  |  | Number of MPRNs in LDZ | 2200000 | Core data |  | 10 | 9.4779e-66 | 9999
# | Used | Value |  | FALSE | Risk not active |  | (Go to the menu to select the risk for assessment) | VAR | 21220.9953 |  |  |  | 0 |  |  |  | Forecast percentage of MPRNs which require retrospective update affecting reconcilation | 0.03774% | Percentage of Request for Adjustment & Consumption Dispute Queries in 2012 |  | 11 | 1.6202e-64 | 9999
1 | TRUE | Approach to Retrospective Updates | [14 empty] | Average impact on reconcilation | 1% | Engage estimate |  | 12 | 2.5389e-63 | 9999
2 | FALSE | [6 empty] | Supplier | Reference | Risk | Variance | % | Reference | Risk | Variance | % | Average AQ | 18698.2013 | Common Data |  | 13 | 3.6726e-62 | 9999
3 | FALSE | [6 empty] | Small Polluter | 37100.3065 | 36501.8745 | -598.4321 | -1.613% | 37038.4727 | 37038.4727 | 0 | 0% | Average impact on reconcilation | 186.982 |  |  | 14 | 4.9332e-61 | 9999
4 | FALSE | [6 empty] | Medium Polluter | 39468.4112 | 38831.7814 | -636.6299 | -1.613% | 39526.956 | 39526.956 | 0 | 0% | 1 in 20 impact on reconciliation | 210 |  |  | 15 | 6.185e-60 | 9999
5 | FALSE | [6 empty] | Large Polluter | 162478.2928 | 159857.4999 | -2620.7929 | -1.613% | 162376.9906 | 162376.9906 | 0 | 0% |  |  |  |  | 16 | 7.27e-59 | 9999
6 | FALSE | [6 empty] | Small Polluted | 61833.8442 | 60836.4575 | -997.3868 | -1.613% | 61772.0104 | 61772.0104 | 0 | 0% |  |  |  |  | 17 | 8.043e-58 | 9999
7 | FALSE | [6 empty] | Medium Polluted | 49730.1981 | 48928.0445 | -802.1536 | -1.613% | 49671.6533 | 49671.6533 | 0 | 0% |  |  |  |  | 18 | 8.404e-57 | 9999
8 | FALSE | [6 empty] | Large Polluted | 188395.8828 | 185357.0363 | -3038.8465 | -1.613% | 188522.1818 | 188522.1818 | 0 | 0% |  |  |  |  | 19 | 8.3194e-56 | 9999
9 | FALSE | [6 empty] | Residual Polluted | 776606.7712 | 764080.0177 | -12526.7535 | -1.613% | 776705.4423 | 776705.4423 | 0 | 0% | Energy error for VAR | 477.747 | Daily kWh error |  | 20 | 7.8242e-55 | 9999
10 | TRUE | 76.2362 | [18 empty] | 21 | 7.0082e-54 | 9999
11 | TRUE | 401.5108 | [14 empty] | Energy split |  |  |  | 22 | 5.9923e-53 | 9999
12 | FALSE | [15 empty] | P3 Split | 15.96% |  |  | 23 | 4.901e-52 | 9999
13 | FALSE | [15 empty] | P4 Split | 84.04% |  |  | 24 | 3.8416e-51 | 9999
14 | FALSE | [19 empty] | 25 | 2.8908e-50 | 9999
15 | FALSE | [15 empty] | Error P3 | 76.2362 |  |  | 26 | 2.0918e-49 | 9999
16 | FALSE | [15 empty] | Error P4 | 401.5108 |  | OK | 27 | 1.4576e-48 | 9999
[21 empty] | 28 | 9.7944e-48 | 9999
[21 empty] | 29 | 6.3547e-47 | 9999
[21 empty] | 30 | 3.9857e-46 | 9999
[21 empty] | 31 | 2.4193e-45 | 9999
[21 empty] | 32 | 1.4227e-44 | 9999
[21 empty] | 33 | 8.1131e-44 | 9999
[21 empty] | 34 | 4.4907e-43 | 9999
[21 empty] | 35 | 2.4147e-42 | 9999
[21 empty] | 36 | 1.2624e-41 | 9999
[21 empty] | 37 | 6.4218e-41 | 9999
[21 empty] | 38 | 3.1809e-40 | 9999
[21 empty] | 39 | 1.5353e-39 | 9999
[21 empty] | 40 | 7.225e-39 | 9999
[21 empty] | 41 | 3.3173e-38 | 9999
[21 empty] | 42 | 1.4869e-37 | 9999
[21 empty] | 43 | 6.5102e-37 | 9999
[21 empty] | 44 | 2.7857e-36 | 9999
[21 empty] | 45 | 1.1656e-35 | 9999
[21 empty] | 46 | 4.7711e-35 | 9999
[21 empty] | 47 | 1.9115e-34 | 9999
[21 empty] | 48 | 7.4991e-34 | 9999
[21 empty] | 49 | 2.8821e-33 | 9999
[21 empty] | 50 | 1.0856e-32 | 9999
[21 empty] | 51 | 4.009e-32 | 9999
[21 empty] | 52 | 1.4521e-31 | 9999
[21 empty] | 53 | 5.1607e-31 | 9999
[21 empty] | 54 | 1.8002e-30 | 9999
[21 empty] | 55 | 6.1659e-30 | 9999
[21 empty] | 56 | 2.0743e-29 | 9999
[21 empty] | 57 | 6.8561e-29 | 9999
[21 empty] | 58 | 2.2272e-28 | 9999
[21 empty] | 59 | 7.1127e-28 | 9999
[21 empty] | 60 | 2.2338e-27 | 9999
[21 empty] | 61 | 6.9007e-27 | 9999
[21 empty] | 62 | 2.0975e-26 | 9999
[21 empty] | 63 | 6.2748e-26 | 9999
[21 empty] | 64 | 1.8479e-25 | 9999
[21 empty] | 65 | 5.3587e-25 | 9999
[21 empty] | 66 | 1.5305e-24 | 9999
[21 empty] | 67 | 4.3063e-24 | 9999
[21 empty] | 68 | 1.1939e-23 | 9999
[21 empty] | 69 | 3.2622e-23 | 9999
[21 empty] | 70 | 8.7872e-23 | 9999
[21 empty] | 71 | 2.3337e-22 | 9999
[21 empty] | 72 | 6.1124e-22 | 9999
[21 empty] | 73 | 1.5791e-21 | 9999
[21 empty] | 74 | 4.0247e-21 | 9999
[21 empty] | 75 | 1.0122e-20 | 9999
[21 empty] | 76 | 2.5122e-20 | 9999
[21 empty] | 77 | 6.1548e-20 | 9999
[21 empty] | 78 | 1.4887e-19 | 9999
[21 empty] | 79 | 3.5555e-19 | 9999
[21 empty] | 80 | 8.3861e-19 | 9999
[21 empty] | 81 | 1.9537e-18 | 9999
[21 empty] | 82 | 4.4965e-18 | 9999
[21 empty] | 83 | 1.0225e-17 | 9999
[21 empty] | 84 | 2.2976e-17 | 9999
[21 empty] | 85 | 5.1025e-17 | 9999
[21 empty] | 86 | 1.1201e-16 | 9999
[21 empty] | 87 | 2.4308e-16 | 9999
[21 empty] | 88 | 5.2158e-16 | 9999
[21 empty] | 89 | 1.1067e-15 | 9999
[21 empty] | 90 | 2.3223e-15 | 9999
[21 empty] | 91 | 4.8201e-15 | 9999
[21 empty] | 92 | 9.8965e-15 | 9999
[21 empty] | 93 | 2.0103e-14 | 9999
[21 empty] | 94 | 4.0406e-14 | 9999
[21 empty] | 95 | 8.0366e-14 | 9999
[21 empty] | 96 | 1.582e-13 | 9999
[21 empty] | 97 | 3.0823e-13 | 9999
[21 empty] | 98 | 5.9449e-13 | 9999
[21 empty] | 99 | 1.1351e-12 | 9999
[21 empty] | 100 | 2.1461e-12 | 9999
[21 empty] | 101 | 4.0176e-12 | 9999
[21 empty] | 102 | 7.4485e-12 | 9999
[21 empty] | 103 | 1.3677e-11 | 9999
[21 empty] | 104 | 2.4874e-11 | 9999
[21 empty] | 105 | 4.4815e-11 | 9999
[21 empty] | 106 | 7.999e-11 | 9999
[21 empty] | 107 | 1.4146e-10 | 9999
[21 empty] | 108 | 2.4788e-10 | 9999
[21 empty] | 109 | 4.3044e-10 | 9999
[21 empty] | 110 | 7.4076e-10 | 9999
[21 empty] | 111 | 1.2635e-09 | 9999
[21 empty] | 112 | 2.1362e-09 | 9999
[21 empty] | 113 | 3.5803e-09 | 9999
[21 empty] | 114 | 5.9488e-09 | 9999
[21 empty] | 115 | 9.7999e-09 | 9999
[21 empty] | 116 | 1.6008e-08 | 9999
[21 empty] | 117 | 2.5928e-08 | 9999
[21 empty] | 118 | 4.1648e-08 | 9999
[21 empty] | 119 | 6.6349e-08 | 9999
[21 empty] | 120 | 1.0484e-07 | 9999
[21 empty] | 121 | 1.6431e-07 | 9999
[21 empty] | 122 | 2.5547e-07 | 9999
[21 empty] | 123 | 3.9404e-07 | 9999
[21 empty] | 124 | 6.03e-07 | 9999
[21 empty] | 125 | 9.1557e-07 | 9999
[21 empty] | 126 | 1.3794e-06 | 9999
[21 empty] | 127 | 2.0623e-06 | 9999
[21 empty] | 128 | 3.06e-06 | 9999
[21 empty] | 129 | 4.506e-06 | 9999
[21 empty] | 130 | 6.5858e-06 | 9999
[21 empty] | 131 | 9.5544e-06 | 9999
[21 empty] | 132 | 1.376e-05 | 9999
[21 empty] | 133 | 1.9672e-05 | 9999
[21 empty] | 134 | 2.7921e-05 | 9999
[21 empty] | 135 | 3.9347e-05 | 9999
[21 empty] | 136 | 5.5056e-05 | 9999
[21 empty] | 137 | 7.6496e-05 | 9999
[21 empty] | 138 | 0.00010555 | 9999
[21 empty] | 139 | 0.00014463 | 9999
[21 empty] | 140 | 0.00019682 | 9999
[21 empty] | 141 | 0.00026603 | 9999
[21 empty] | 142 | 0.00035717 | 9999
[21 empty] | 143 | 0.00047634 | 9999
[21 empty] | 144 | 0.00063108 | 9999
[21 empty] | 145 | 0.00083062 | 9999
[21 empty] | 146 | 0.0010862 | 9999
[21 empty] | 147 | 0.0014112 | 9999
[21 empty] | 148 | 0.0018219 | 9999
[21 empty] | 149 | 0.0023373 | 9999
[21 empty] | 150 | 0.0029797 | 9999
[21 empty] | 151 | 0.0037752 | 9999
[21 empty] | 152 | 0.0047538 | 9999
[21 empty] | 153 | 0.0059498 | 9999
[21 empty] | 154 | 0.0074019 | 9999
[21 empty] | 155 | 0.0091536 | 9999
[21 empty] | 156 | 0.011253 | 9999
[21 empty] | 157 | 0.013754 | 9999
[21 empty] | 158 | 0.016713 | 9999
[21 empty] | 159 | 0.020193 | 9999
[21 empty] | 160 | 0.02426 | 9999
[21 empty] | 161 | 0.028983 | 9999
[21 empty] | 162 | 0.034435 | 9999
[21 empty] | 163 | 0.040688 | 9999
[21 empty] | 164 | 0.047818 | 9999
[21 empty] | 165 | 0.055898 | 9999
[21 empty] | 166 | 0.064999 | 9999
[21 empty] | 167 | 0.075189 | 9999
[21 empty] | 168 | 0.086531 | 9999
[21 empty] | 169 | 0.099079 | 9999
[21 empty] | 170 | 0.11288 | 9999
[21 empty] | 171 | 0.12797 | 9999
[21 empty] | 172 | 0.14438 | 9999
[21 empty] | 173 | 0.16211 | 9999
[21 empty] | 174 | 0.18117 | 9999
[21 empty] | 175 | 0.20153 | 9999
[21 empty] | 176 | 0.22316 | 9999
[21 empty] | 177 | 0.24601 | 9999
[21 empty] | 178 | 0.27001 | 9999
[21 empty] | 179 | 0.29508 | 9999
[21 empty] | 180 | 0.32113 | 9999
[21 empty] | 181 | 0.34804 | 9999
[21 empty] | 182 | 0.37568 | 9999
[21 empty] | 183 | 0.40392 | 9999
[21 empty] | 184 | 0.43263 | 9999
[21 empty] | 185 | 0.46164 | 9999
[21 empty] | 186 | 0.4908 | 9999
[21 empty] | 187 | 0.51996 | 9999
[21 empty] | 188 | 0.54896 | 9999
[21 empty] | 189 | 0.57766 | 9999
[21 empty] | 190 | 0.60589 | 9999
[21 empty] | 191 | 0.63354 | 9999
[21 empty] | 192 | 0.66046 | 9999
[21 empty] | 193 | 0.68654 | 9999
[21 empty] | 194 | 0.71168 | 9999
[21 empty] | 195 | 0.73578 | 9999
[21 empty] | 196 | 0.75878 | 9999
[21 empty] | 197 | 0.7806 | 9999
[21 empty] | 198 | 0.80121 | 9999
[21 empty] | 199 | 0.82058 | 9999
[21 empty] | 200 | 0.83868 | 9999
[21 empty] | 201 | 0.85553 | 9999
[21 empty] | 202 | 0.87112 | 9999
[21 empty] | 203 | 0.88548 | 9999
[21 empty] | 204 | 0.89864 | 9999
[21 empty] | 205 | 0.91065 | 9999
[21 empty] | 206 | 0.92155 | 9999
[21 empty] | 207 | 0.93139 | 9999
[21 empty] | 208 | 0.94024 | 9999
[21 empty] | 209 | 0.94816 | 9999
[21 empty] | 210 | 0.9552 | 210
[21 empty] | 211 | 0.96145 | 211
[21 empty] | 212 | 0.96696 | 212
[21 empty] | 213 | 0.9718 | 213
[21 empty] | 214 | 0.97602 | 214
[21 empty] | 215 | 0.9797 | 215
[21 empty] | 216 | 0.98288 | 216
[21 empty] | 217 | 0.98562 | 217
[21 empty] | 218 | 0.98797 | 218
[21 empty] | 219 | 0.98998 | 219
[21 empty] | 220 | 0.99169 | 220
[21 empty] | 221 | 0.99313 | 221
[21 empty] | 222 | 0.99434 | 222
[21 empty] | 223 | 0.99536 | 223
[21 empty] | 224 | 0.99622 | 224
[21 empty] | 225 | 0.99692 | 225
[21 empty] | 226 | 0.99751 | 226
[21 empty] | 227 | 0.99799 | 227
[21 empty] | 228 | 0.99838 | 228
[21 empty] | 229 | 0.99871 | 229
[21 empty] | 230 | 0.99897 | 230
[21 empty] | 231 | 0.99918 | 231
[21 empty] | 232 | 0.99935 | 232
[21 empty] | 233 | 0.99949 | 233
[21 empty] | 234 | 0.9996 | 234
[21 empty] | 235 | 0.99969 | 235
[21 empty] | 236 | 0.99976 | 236
[21 empty] | 237 | 0.99981 | 237
[21 empty] | 238 | 0.99985 | 238
[21 empty] | 239 | 0.99989 | 239
[21 empty] | 240 | 0.99991 | 240
[21 empty] | 241 | 0.99993 | 241
[21 empty] | 242 | 0.99995 | 242
[21 empty] | 243 | 0.99996 | 243
[21 empty] | 244 | 0.99997 | 244
[21 empty] | 245 | 0.99998 | 245
[21 empty] | 246 | 0.99998 | 246
[21 empty] | 247 | 0.99999 | 247
[21 empty] | 248 | 0.99999 | 248
[21 empty] | 249 | 0.99999 | 249
[21 empty] | 250 | 1 | 250
[21 empty] | 251 | 1 | 251
[21 empty] | 252 | 1 | 252
[21 empty] | 253 | 1 | 253
[21 empty] | 254 | 1 | 254
[21 empty] | 255 | 1 | 255
[21 empty] | 256 | 1 | 256
[21 empty] | 257 | 1 | 257
[21 empty] | 258 | 1 | 258
[21 empty] | 259 | 1 | 259
[21 empty] | 260 | 1 | 260
[21 empty] | 261 | 1 | 261
[21 empty] | 262 | 1 | 262
[21 empty] | 263 | 1 | 263
[21 empty] | 264 | 1 | 264
[21 empty] | 265 | 1 | 265
[21 empty] | 266 | 1 | 266
[21 empty] | 267 | 1 | 267
[21 empty] | 268 | 1 | 268
[21 empty] | 269 | 1 | 269
[21 empty] | 270 | 1 | 270
[21 empty] | 271 | 1 | 271
[21 empty] | 272 | 1 | 272
[21 empty] | 273 | 1 | 273
[21 empty] | 274 | 1 | 274
[21 empty] | 275 | 1 | 275
[21 empty] | 276 | 1 | 276
[21 empty] | 277 | 1 | 277
[21 empty] | 278 | 1 | 278
[21 empty] | 279 | 1 | 279
[21 empty] | 280 | 1 | 280
[21 empty] | 281 | 1 | 281
[21 empty] | 282 | 1 | 282
[21 empty] | 283 | 1 | 283
[21 empty] | 284 | 1 | 284
[21 empty] | 285 | 1 | 285
[21 empty] | 286 | 1 | 286
[21 empty] | 287 | 1 | 287
[21 empty] | 288 | 1 | 288
[21 empty] | 289 | 1 | 289
[21 empty] | 290 | 1 | 290
[21 empty] | 291 | 1 | 291
[21 empty] | 292 | 1 | 292
[21 empty] | 293 | 1 | 293
[21 empty] | 294 | 1 | 294
[21 empty] | 295 | 1 | 295
[21 empty] | 296 | 1 | 296
[21 empty] | 297 | 1 | 297
[21 empty] | 298 | 1 | 298
[21 empty] | 299 | 1 | 299
[21 empty] | 300 | 1 | 300
[21 empty] | 301 | 1 | 301
[21 empty] | 302 | 1 | 302
[21 empty] | 303 | 1 | 303
[21 empty] | 304 | 1 | 304
[21 empty] | 305 | 1 | 305
[21 empty] | 306 | 1 | 306
[21 empty] | 307 | 1 | 307
[21 empty] | 308 | 1 | 308
[21 empty] | 309 | 1 | 309
[21 empty] | 310 | 1 | 310
[21 empty] | 311 | 1 | 311
[21 empty] | 312 | 1 | 312
[21 empty] | 313 | 1 | 313
[21 empty] | 314 | 1 | 314
[21 empty] | 315 | 1 | 315
[21 empty] | 316 | 1 | 316
[21 empty] | 317 | 1 | 317
[21 empty] | 318 | 1 | 318
[21 empty] | 319 | 1 | 319
[21 empty] | 320 | 1 | 320
[21 empty] | 321 | 1 | 321
[21 empty] | 322 | 1 | 322
[21 empty] | 323 | 1 | 323
[21 empty] | 324 | 1 | 324
[21 empty] | 325 | 1 | 325
[21 empty] | 326 | 1 | 326
[21 empty] | 327 | 1 | 327
[21 empty] | 328 | 1 | 328
[21 empty] | 329 | 1 | 329
[21 empty] | 330 | 1 | 330
[21 empty] | 331 | 1 | 331
[21 empty] | 332 | 1 | 332
[21 empty] | 333 | 1 | 333
[21 empty] | 334 | 1 | 334
[21 empty] | 335 | 1 | 335
[21 empty] | 336 | 1 | 336
[21 empty] | 337 | 1 | 337
[21 empty] | 338 | 1 | 338
[21 empty] | 339 | 1 | 339
[21 empty] | 340 | 1 | 340
[21 empty] | 341 | 1 | 341
[21 empty] | 342 | 1 | 342
[21 empty] | 343 | 1 | 343
[21 empty] | 344 | 1 | 344
[21 empty] | 345 | 1 | 345
[21 empty] | 346 | 1 | 346
[21 empty] | 347 | 1 | 347
[21 empty] | 348 | 1 | 348
[21 empty] | 349 | 1 | 349
[21 empty] | 350 | 1 | 350
[21 empty] | 351 | 1 | 351
[21 empty] | 352 | 1 | 352
[21 empty] | 353 | 1 | 353
[21 empty] | 354 | 1 | 354
[21 empty] | 355 | 1 | 355
[21 empty] | 356 | 1 | 356
[21 empty] | 357 | 1 | 357
[21 empty] | 358 | 1 | 358
[21 empty] | 359 | 1 | 359
[21 empty] | 360 | 1 | 360
[21 empty] | 361 | 1 | 361
[21 empty] | 362 | 1 | 362
[21 empty] | 363 | 1 | 363
[21 empty] | 364 | 1 | 364
[21 empty] | 365 | 1 | 365
[21 empty] | 366 | 1 | 366
[21 empty] | 367 | 1 | 367
[21 empty] | 368 | 1 | 368
[21 empty] | 369 | 1 | 369
[21 empty] | 370 | 1 | 370
[21 empty] | 371 | 1 | 371
[21 empty] | 372 | 1 | 372
[21 empty] | 373 | 1 | 373
[21 empty] | 374 | 1 | 374
[21 empty] | 375 | 1 | 375
[21 empty] | 376 | 1 | 376
[21 empty] | 377 | 1 | 377
[21 empty] | 378 | 1 | 378
[21 empty] | 379 | 1 | 379
[21 empty] | 380 | 1 | 380
[21 empty] | 381 | 1 | 381
[21 empty] | 382 | 1 | 382
[21 empty] | 383 | 1 | 383
[21 empty] | 384 | 1 | 384
[21 empty] | 385 | 1 | 385
[21 empty] | 386 | 1 | 386
[21 empty] | 387 | 1 | 387
[21 empty] | 388 | 1 | 388
[21 empty] | 389 | 1 | 389
[21 empty] | 390 | 1 | 390
[21 empty] | 391 | 1 | 391
[21 empty] | 392 | 1 | 392
[21 empty] | 393 | 1 | 393
[21 empty] | 394 | 1 | 394
[21 empty] | 395 | 1 | 395
[21 empty] | 396 | 1 | 396
[21 empty] | 397 | 1 | 397
[21 empty] | 398 | 1 | 398
[21 empty] | 399 | 1 | 399
[21 empty] | 400 | 1 | 400
[21 empty] | 401 | 1 | 401
[21 empty] | 402 | 1 | 402
[21 empty] | 403 | 1 | 403
[21 empty] | 404 | 1 | 404
[21 empty] | 405 | 1 | 405
[21 empty] | 406 | 1 | 406
[21 empty] | 407 | 1 | 407
[21 empty] | 408 | 1 | 408
[21 empty] | 409 | 1 | 409
[21 empty] | 410 | 1 | 410
[21 empty] | 411 | 1 | 411
[21 empty] | 412 | 1 | 412
[21 empty] | 413 | 1 | 413
[21 empty] | 414 | 1 | 414
[21 empty] | 415 | 1 | 415
[21 empty] | 416 | 1 | 416
[21 empty] | 417 | 1 | 417
[21 empty] | 418 | 1 | 418
[21 empty] | 419 | 1 | 419
[21 empty] | 420 | 1 | 420
[21 empty] | 421 | 1 | 421
[21 empty] | 422 | 1 | 422
[21 empty] | 423 | 1 | 423
[21 empty] | 424 | 1 | 424
[21 empty] | 425 | 1 | 425
[21 empty] | 426 | 1 | 426
[21 empty] | 427 | 1 | 427
[21 empty] | 428 | 1 | 428
[21 empty] | 429 | 1 | 429
[21 empty] | 430 | 1 | 430
[21 empty] | 431 | 1 | 431
[21 empty] | 432 | 1 | 432
[21 empty] | 433 | 1 | 433
[21 empty] | 434 | 1 | 434
[21 empty] | 435 | 1 | 435
[21 empty] | 436 | 1 | 436
[21 empty] | 437 | 1 | 437
[21 empty] | 438 | 1 | 438
[21 empty] | 439 | 1 | 439
[21 empty] | 440 | 1 | 440
[21 empty] | 441 | 1 | 441
[21 empty] | 442 | 1 | 442
[21 empty] | 443 | 1 | 443
[21 empty] | 444 | 1 | 444
[21 empty] | 445 | 1 | 445
[21 empty] | 446 | 1 | 446
[21 empty] | 447 | 1 | 447
[21 empty] | 448 | 1 | 448
[21 empty] | 449 | 1 | 449
[21 empty] | 450 | 1 | 450
[21 empty] | 451 | 1 | 451
[21 empty] | 452 | 1 | 452
[21 empty] | 453 | 1 | 453
[21 empty] | 454 | 1 | 454
[21 empty] | 455 | 1 | 455
[21 empty] | 456 | 1 | 456
[21 empty] | 457 | 1 | 457
[21 empty] | 458 | 1 | 458
[21 empty] | 459 | 1 | 459
[21 empty] | 460 | 1 | 460
[21 empty] | 461 | 1 | 461
[21 empty] | 462 | 1 | 462
[21 empty] | 463 | 1 | 463
[21 empty] | 464 | 1 | 464
[21 empty] | 465 | 1 | 465
[21 empty] | 466 | 1 | 466
[21 empty] | 467 | 1 | 467
[21 empty] | 468 | 1 | 468
[21 empty] | 469 | 1 | 469
[21 empty] | 470 | 1 | 470
[21 empty] | 471 | 1 | 471
[21 empty] | 472 | 1 | 472
[21 empty] | 473 | 1 | 473
[21 empty] | 474 | 1 | 474
[21 empty] | 475 | 1 | 475
[21 empty] | 476 | 1 | 476
[21 empty] | 477 | 1 | 477
[21 empty] | 478 | 1 | 478
[21 empty] | 479 | 1 | 479
[21 empty] | 480 | 1 | 480
[21 empty] | 481 | 1 | 481
[21 empty] | 482 | 1 | 482
[21 empty] | 483 | 1 | 483
[21 empty] | 484 | 1 | 484
[21 empty] | 485 | 1 | 485
[21 empty] | 486 | 1 | 486
[21 empty] | 487 | 1 | 487
[21 empty] | 488 | 1 | 488
[21 empty] | 489 | 1 | 489
[21 empty] | 490 | 1 | 490
[21 empty] | 491 | 1 | 491
[21 empty] | 492 | 1 | 492
[21 empty] | 493 | 1 | 493
[21 empty] | 494 | 1 | 494
[21 empty] | 495 | 1 | 495
[21 empty] | 496 | 1 | 496
[21 empty] | 497 | 1 | 497
[21 empty] | 498 | 1 | 498
[21 empty] | 499 | 1 | 499
[21 empty] | 500 | 1 | 500
[21 empty] | 501 | 1 | 501
[21 empty] | 502 | 1 | 502
[21 empty] | 503 | 1 | 503
[21 empty] | 504 | 1 | 504
[21 empty] | 505 | 1 | 505
[21 empty] | 506 | 1 | 506
[21 empty] | 507 | 1 | 507
[21 empty] | 508 | 1 | 508
[21 empty] | 509 | 1 | 509
[21 empty] | 510 | 1 | 510
[21 empty] | 511 | 1 | 511
[21 empty] | 512 | 1 | 512
[21 empty] | 513 | 1 | 513
[21 empty] | 514 | 1 | 514
[21 empty] | 515 | 1 | 515
[21 empty] | 516 | 1 | 516
[21 empty] | 517 | 1 | 517
[21 empty] | 518 | 1 | 518
[21 empty] | 519 | 1 | 519
[21 empty] | 520 | 1 | 520
[21 empty] | 521 | 1 | 521
[21 empty] | 522 | 1 | 522
[21 empty] | 523 | 1 | 523
[21 empty] | 524 | 1 | 524
[21 empty] | 525 | 1 | 525
[21 empty] | 526 | 1 | 526
[21 empty] | 527 | 1 | 527
[21 empty] | 528 | 1 | 528
[21 empty] | 529 | 1 | 529
[21 empty] | 530 | 1 | 530
[21 empty] | 531 | 1 | 531
[21 empty] | 532 | 1 | 532
[21 empty] | 533 | 1 | 533
[21 empty] | 534 | 1 | 534
[21 empty] | 535 | 1 | 535
[21 empty] | 536 | 1 | 536
[21 empty] | 537 | 1 | 537
[21 empty] | 538 | 1 | 538
[21 empty] | 539 | 1 | 539
[21 empty] | 540 | 1 | 540
[21 empty] | 541 | 1 | 541
[21 empty] | 542 | 1 | 542
[21 empty] | 543 | 1 | 543
[21 empty] | 544 | 1 | 544
[21 empty] | 545 | 1 | 545
[21 empty] | 546 | 1 | 546
[21 empty] | 547 | 1 | 547
[21 empty] | 548 | 1 | 548
[21 empty] | 549 | 1 | 549
[21 empty] | 550 | 1 | 550
[21 empty] | 551 | 1 | 551
[21 empty] | 552 | 1 | 552
[21 empty] | 553 | 1 | 553
[21 empty] | 554 | 1 | 554
[21 empty] | 555 | 1 | 555
[21 empty] | 556 | 1 | 556
[21 empty] | 557 | 1 | 557
[21 empty] | 558 | 1 | 558
[21 empty] | 559 | 1 | 559
[21 empty] | 560 | 1 | 560
[21 empty] | 561 | 1 | 561
[21 empty] | 562 | 1 | 562
[21 empty] | 563 | 1 | 563
[21 empty] | 564 | 1 | 564
[21 empty] | 565 | 1 | 565
[21 empty] | 566 | 1 | 566
[21 empty] | 567 | 1 | 567
[21 empty] | 568 | 1 | 568
[21 empty] | 569 | 1 | 569
[21 empty] | 570 | 1 | 570
[21 empty] | 571 | 1 | 571
[21 empty] | 572 | 1 | 572
[21 empty] | 573 | 1 | 573
[21 empty] | 574 | 1 | 574
[21 empty] | 575 | 1 | 575
[21 empty] | 576 | 1 | 576
[21 empty] | 577 | 1 | 577
[21 empty] | 578 | 1 | 578
[21 empty] | 579 | 1 | 579
[21 empty] | 580 | 1 | 580
[21 empty] | 581 | 1 | 581
[21 empty] | 582 | 1 | 582
[21 empty] | 583 | 1 | 583
[21 empty] | 584 | 1 | 584
[21 empty] | 585 | 1 | 585
[21 empty] | 586 | 1 | 586
[21 empty] | 587 | 1 | 587
[21 empty] | 588 | 1 | 588
[21 empty] | 589 | 1 | 589
[21 empty] | 590 | 1 | 590
[21 empty] | 591 | 1 | 591
[21 empty] | 592 | 1 | 592
[21 empty] | 593 | 1 | 593
[21 empty] | 594 | 1 | 594
[21 empty] | 595 | 1 | 595
[21 empty] | 596 | 1 | 596
[21 empty] | 597 | 1 | 597
[21 empty] | 598 | 1 | 598
[21 empty] | 599 | 1 | 599
[21 empty] | 600 | 1 | 600
[21 empty] | 601 | 1 | 601
[21 empty] | 602 | 1 | 602
[21 empty] | 603 | 1 | 603
[21 empty] | 604 | 1 | 604
[21 empty] | 605 | 1 | 605
[21 empty] | 606 | 1 | 606
[21 empty] | 607 | 1 | 607
[21 empty] | 608 | 1 | 608
[21 empty] | 609 | 1 | 609
[21 empty] | 610 | 1 | 610
[21 empty] | 611 | 1 | 611
[21 empty] | 612 | 1 | 612
[21 empty] | 613 | 1 | 613
[21 empty] | 614 | 1 | 614
[21 empty] | 615 | 1 | 615
[21 empty] | 616 | 1 | 616
[21 empty] | 617 | 1 | 617
[21 empty] | 618 | 1 | 618
[21 empty] | 619 | 1 | 619
[21 empty] | 620 | 1 | 620
[21 empty] | 621 | 1 | 621
[21 empty] | 622 | 1 | 622
[21 empty] | 623 | 1 | 623
[21 empty] | 624 | 1 | 624
[21 empty] | 625 | 1 | 625
[21 empty] | 626 | 1 | 626
[21 empty] | 627 | 1 | 627
[21 empty] | 628 | 1 | 628
[21 empty] | 629 | 1 | 629
[21 empty] | 630 | 1 | 630
[21 empty] | 631 | 1 | 631
[21 empty] | 632 | 1 | 632
[21 empty] | 633 | 1 | 633
[21 empty] | 634 | 1 | 634
[21 empty] | 635 | 1 | 635
[21 empty] | 636 | 1 | 636
[21 empty] | 637 | 1 | 637
[21 empty] | 638 | 1 | 638
[21 empty] | 639 | 1 | 639
[21 empty] | 640 | 1 | 640
[21 empty] | 641 | 1 | 641
[21 empty] | 642 | 1 | 642
[21 empty] | 643 | 1 | 643
[21 empty] | 644 | 1 | 644
[21 empty] | 645 | 1 | 645
[21 empty] | 646 | 1 | 646
[21 empty] | 647 | 1 | 647
[21 empty] | 648 | 1 | 648
[21 empty] | 649 | 1 | 649
[21 empty] | 650 | 1 | 650
[21 empty] | 651 | 1 | 651
[21 empty] | 652 | 1 | 652
[21 empty] | 653 | 1 | 653
[21 empty] | 654 | 1 | 654
[21 empty] | 655 | 1 | 655
[21 empty] | 656 | 1 | 656
[21 empty] | 657 | 1 | 657
[21 empty] | 658 | 1 | 658
[21 empty] | 659 | 1 | 659
[21 empty] | 660 | 1 | 660
[21 empty] | 661 | 1 | 661
[21 empty] | 662 | 1 | 662
[21 empty] | 663 | 1 | 663
[21 empty] | 664 | 1 | 664
[21 empty] | 665 | 1 | 665
[21 empty] | 666 | 1 | 666
[21 empty] | 667 | 1 | 667
[21 empty] | 668 | 1 | 668
[21 empty] | 669 | 1 | 669
[21 empty] | 670 | 1 | 670
[21 empty] | 671 | 1 | 671
[21 empty] | 672 | 1 | 672
[21 empty] | 673 | 1 | 673
[21 empty] | 674 | 1 | 674
[21 empty] | 675 | 1 | 675
[21 empty] | 676 | 1 | 676
[21 empty] | 677 | 1 | 677
[21 empty] | 678 | 1 | 678
[21 empty] | 679 | 1 | 679
[21 empty] | 680 | 1 | 680
[21 empty] | 681 | 1 | 681
[21 empty] | 682 | 1 | 682
[21 empty] | 683 | 1 | 683
[21 empty] | 684 | 1 | 684
[21 empty] | 685 | 1 | 685
[21 empty] | 686 | 1 | 686
[21 empty] | 687 | 1 | 687
[21 empty] | 688 | 1 | 688
[21 empty] | 689 | 1 | 689
[21 empty] | 690 | 1 | 690
[21 empty] | 691 | 1 | 691
[21 empty] | 692 | 1 | 692
[21 empty] | 693 | 1 | 693
[21 empty] | 694 | 1 | 694
[21 empty] | 695 | 1 | 695
[21 empty] | 696 | 1 | 696
[21 empty] | 697 | 1 | 697
[21 empty] | 698 | 1 | 698
[21 empty] | 699 | 1 | 699
[21 empty] | 700 | 1 | 700
[21 empty] | 701 | 1 | 701
[21 empty] | 702 | 1 | 702
[21 empty] | 703 | 1 | 703
[21 empty] | 704 | 1 | 704
[21 empty] | 705 | 1 | 705
[21 empty] | 706 | 1 | 706
[21 empty] | 707 | 1 | 707
[21 empty] | 708 | 1 | 708
[21 empty] | 709 | 1 | 709
[21 empty] | 710 | 1 | 710
[21 empty] | 711 | 1 | 711
[21 empty] | 712 | 1 | 712
[21 empty] | 713 | 1 | 713
[21 empty] | 714 | 1 | 714
[21 empty] | 715 | 1 | 715
[21 empty] | 716 | 1 | 716
[21 empty] | 717 | 1 | 717
[21 empty] | 718 | 1 | 718
[21 empty] | 719 | 1 | 719
[21 empty] | 720 | 1 | 720
[21 empty] | 721 | 1 | 721
[21 empty] | 722 | 1 | 722
[21 empty] | 723 | 1 | 723
[21 empty] | 724 | 1 | 724
[21 empty] | 725 | 1 | 725
[21 empty] | 726 | 1 | 726
[21 empty] | 727 | 1 | 727
[21 empty] | 728 | 1 | 728
[21 empty] | 729 | 1 | 729
[21 empty] | 730 | 1 | 730
[21 empty] | 731 | 1 | 731
[21 empty] | 732 | 1 | 732
[21 empty] | 733 | 1 | 733
[21 empty] | 734 | 1 | 734
[21 empty] | 735 | 1 | 735
[21 empty] | 736 | 1 | 736
[21 empty] | 737 | 1 | 737
[21 empty] | 738 | 1 | 738
[21 empty] | 739 | 1 | 739
[21 empty] | 740 | 1 | 740
[21 empty] | 741 | 1 | 741
[21 empty] | 742 | 1 | 742
[21 empty] | 743 | 1 | 743
[21 empty] | 744 | 1 | 744
[21 empty] | 745 | 1 | 745
[21 empty] | 746 | 1 | 746
[21 empty] | 747 | 1 | 747
[21 empty] | 748 | 1 | 748
[21 empty] | 749 | 1 | 749
[21 empty] | 750 | 1 | 750
[21 empty] | 751 | 1 | 751
[21 empty] | 752 | 1 | 752
[21 empty] | 753 | 1 | 753
[21 empty] | 754 | 1 | 754
[21 empty] | 755 | 1 | 755
[21 empty] | 756 | 1 | 756
[21 empty] | 757 | 1 | 757
[21 empty] | 758 | 1 | 758
[21 empty] | 759 | 1 | 759
[21 empty] | 760 | 1 | 760
[21 empty] | 761 | 1 | 761
[21 empty] | 762 | 1 | 762
[21 empty] | 763 | 1 | 763
[21 empty] | 764 | 1 | 764
[21 empty] | 765 | 1 | 765
[21 empty] | 766 | 1 | 766
[21 empty] | 767 | 1 | 767
[21 empty] | 768 | 1 | 768
[21 empty] | 769 | 1 | 769
[21 empty] | 770 | 1 | 770
[21 empty] | 771 | 1 | 771
[21 empty] | 772 | 1 | 772
[21 empty] | 773 | 1 | 773
[21 empty] | 774 | 1 | 774
[21 empty] | 775 | 1 | 775
[21 empty] | 776 | 1 | 776
[21 empty] | 777 | 1 | 777
[21 empty] | 778 | 1 | 778
[21 empty] | 779 | 1 | 779
[21 empty] | 780 | 1 | 780
[21 empty] | 781 | 1 | 781
[21 empty] | 782 | 1 | 782
[21 empty] | 783 | 1 | 783
[21 empty] | 784 | 1 | 784
[21 empty] | 785 | 1 | 785
[21 empty] | 786 | 1 | 786
[21 empty] | 787 | 1 | 787
[21 empty] | 788 | 1 | 788
[21 empty] | 789 | 1 | 789
[21 empty] | 790 | 1 | 790
[21 empty] | 791 | 1 | 791
[21 empty] | 792 | 1 | 792
[21 empty] | 793 | 1 | 793
[21 empty] | 794 | 1 | 794
[21 empty] | 795 | 1 | 795
[21 empty] | 796 | 1 | 796
[21 empty] | 797 | 1 | 797
[21 empty] | 798 | 1 | 798
[21 empty] | 799 | 1 | 799
[21 empty] | 800 | 1 | 800
[21 empty] | 801 | 1 | 801
[21 empty] | 802 | 1 | 802
[21 empty] | 803 | 1 | 803
[21 empty] | 804 | 1 | 804
[21 empty] | 805 | 1 | 805
[21 empty] | 806 | 1 | 806
[21 empty] | 807 | 1 | 807
[21 empty] | 808 | 1 | 808
[21 empty] | 809 | 1 | 809
[21 empty] | 810 | 1 | 810
[21 empty] | 811 | 1 | 811
[21 empty] | 812 | 1 | 812
[21 empty] | 813 | 1 | 813
[21 empty] | 814 | 1 | 814
[21 empty] | 815 | 1 | 815
[21 empty] | 816 | 1 | 816
[21 empty] | 817 | 1 | 817
[21 empty] | 818 | 1 | 818
[21 empty] | 819 | 1 | 819
[21 empty] | 820 | 1 | 820
[21 empty] | 821 | 1 | 821
[21 empty] | 822 | 1 | 822
[21 empty] | 823 | 1 | 823
[21 empty] | 824 | 1 | 824
[21 empty] | 825 | 1 | 825
[21 empty] | 826 | 1 | 826
[21 empty] | 827 | 1 | 827
[21 empty] | 828 | 1 | 828
[21 empty] | 829 | 1 | 829
[21 empty] | 830 | 1 | 830
[21 empty] | 831 | 1 | 831
[21 empty] | 832 | 1 | 832
[21 empty] | 833 | 1 | 833
[21 empty] | 834 | 1 | 834
[21 empty] | 835 | 1 | 835
[21 empty] | 836 | 1 | 836
[21 empty] | 837 | 1 | 837
[21 empty] | 838 | 1 | 838
[21 empty] | 839 | 1 | 839
[21 empty] | 840 | 1 | 840
[21 empty] | 841 | 1 | 841
[21 empty] | 842 | 1 | 842
[21 empty] | 843 | 1 | 843
[21 empty] | 844 | 1 | 844
[21 empty] | 845 | 1 | 845
[21 empty] | 846 | 1 | 846
[21 empty] | 847 | 1 | 847
[21 empty] | 848 | 1 | 848
[21 empty] | 849 | 1 | 849
[21 empty] | 850 | 1 | 850
[21 empty] | 851 | 1 | 851
[21 empty] | 852 | 1 | 852
[21 empty] | 853 | 1 | 853
[21 empty] | 854 | 1 | 854
[21 empty] | 855 | 1 | 855
[21 empty] | 856 | 1 | 856
[21 empty] | 857 | 1 | 857
[21 empty] | 858 | 1 | 858
[21 empty] | 859 | 1 | 859
[21 empty] | 860 | 1 | 860
Risk 14 - Approach to Retrospective Updates
Risk
There is a risk that shippers will take a biased approach to retrospectively updating information held on the supply point register. Where retrospective updates have an impact on consumption a reconciliation or a re-reconciliation will be completed. It would be possible for a shipper to use the retrospective updates process only where they are advantaged financially.
As this process does not exist the probability and likelihood will be based on Engage estimates and can be updated by the PAW.
This risk will affect products 3 and 4.

## Risk15
Parameter Control |  |  | Parameter Control Hidden here | Risk | 15 | Unregistered Sites |  | £000s/Year | Allocation |  |  |  | Reconciliation |  |  |  | Average Number of New MPRNs created per day | 145.2658 | Data provided by Xoserve
# | Used | Value |  | FALSE | Risk not active |  | (Go to the menu to select the risk for assessment) | VAR | 21220.9953 |  |  |  | 0 |  |  |  | Probability that these will become unregistered | 5% | Engage estimate to be updated with data from Xoserve
1 | TRUE | Unregistered Sites | [14 empty] | 1 in 20 worst case scenario for the number unregistered sites | 12 | Using a binomial ditsibution with n= number of MPRNs created per day and p=probability they will become unregistered.
2 | FALSE | [6 empty] | Supplier | Reference | Risk | Variance | % | Reference | Risk | Variance | % | Average AQ | 18698.2013 | Mod 81 report 10
3 | FALSE | [6 empty] | Small Polluter | 37100.3065 | 36501.8745 | -598.4321 | -1.613% | 37038.4727 | 37038.4727 | 0 | 0% | Length of time remains undetected years | 1 | Engage estimate following discussion with PAW
4 | TRUE | 2243.7842 | [5 empty] | Medium Polluter | 39468.4112 | 38831.7814 | -636.6299 | -1.613% | 39526.956 | 39526.956 | 0 | 0% | Percentage of unregistered sites as a result of shipper activity | 75% | Engage estimate
5 | TRUE | 11218.9208 | [5 empty] | Large Polluter | 162478.2928 | 159857.4999 | -2620.7929 | -1.613% | 162376.9906 | 162376.9906 | 0 | 0% | Percentage of unregistered sites as a result of transporter activity | 25%
6 | TRUE | 33656.7624 | [5 empty] | Small Polluted | 61833.8442 | 60836.4575 | -997.3868 | -1.613% | 61772.0104 | 61772.0104 | 0 | 0%
7 | TRUE | 177258.9487 | [5 empty] | Medium Polluted | 49730.1981 | 48928.0445 | -802.1536 | -1.613% | 49671.6533 | 49671.6533 | 0 | 0% | Energy error for VAR | 224378.4161 | Daily kWh error
8 | TRUE | 560.946 | [5 empty] | Large Polluted | 188395.8828 | 185357.0363 | -3038.8465 | -1.613% | 188522.1818 | 188522.1818 | 0 | 0%
9 | TRUE | 2804.7302 | [5 empty] | Residual Polluted | 776606.7712 | 764080.0177 | -12526.7535 | -1.613% | 776705.4423 | 776705.4423 | 0 | 0%
10 | TRUE | 8414.1906 | [14 empty] | Initial Allocation
11 | TRUE | 44314.7372 | [14 empty] | P1 | 2243.7842 | Daily kWh error
12 | FALSE | [15 empty] | P2 | 11218.9208 | Daily kWh error
13 | FALSE | [15 empty] | P3 | 33656.7624 | Daily kWh error
14 | FALSE | [15 empty] | P4 | 177258.9487 | Daily kWh error
15 | FALSE
16 | FALSE | [16 empty] | OK
Final Allocation
[17 empty] | P1 | 560.946 | Daily kWh error
[17 empty] | P2 | 2804.7302 | Daily kWh error
[17 empty] | P3 | 8414.1906 | Daily kWh error
[17 empty] | P4 | 44314.7372 | Daily kWh error
OK
Risk 15 - Unregistered Sites
Risk 15
This evaluates the risk to energy allocation of an MPRN being created for a site and not being registered on the supply point register by a shipper. Since the implementation of UNC Modification 410A where a site is unregistered and found to be consuming gas but the MPRN has been created at the request of a shipper then the shipper will be responsible for the energy consumed. This will create a temporary risk to allocation. Where an unregistered site is confirmed as consuming gas and there has been no shipper registration this energy will fall in the unidentified gas and allocation will remain inaccurate at final allocation.
We have used a binomial distribution to determine the 1 in 20 worst case scenario to evaluate the VAR. The binomial distribution has parameters n= number of MPRNs created daily and p probability of these MPRNs becoming unregistered sites. We have used the average AQ to determine the value at risk. We have split the risk into two. Unregistered sites created as a result of activity and unregistered sites without any shipper activity.
The average length of time the site remains unregistered for determines the risk to energy.
This risk affects products 1-4.

## Risk15 data
Data provided by Xoserve as an adhoc report
Gas Year 2013/2014- 01/10/2013 to 30/09/2014
Month | SSP | LSP
2013-10-01 | 119 | 6
2013-11-01 | 2556 | 74
2013-12-01 | 4012 | 132
2014-01-01 | 3294 | 125
2014-02-01 | 4099 | 198
2014-03-01 | 5468 | 239
2014-04-01 | 4633 | 208
2014-05-01 | 4809 | 224
2014-06-01 | 5526 | 280
2014-07-01 | 5592 | 334
2014-08-01 | 4644 | 257
2014-09-01 | 5910 | 283
Total | 50662 | 2360

## Risk16
Parameter Control |  |  | Parameter Control Hidden here | Risk | 16 | Risk 16 Not used |  | £000s/Year | Allocation |  |  |  | Reconciliation
# | Used | Value |  | FALSE | Risk not active |  | (Go to the menu to select the risk for assessment) | VAR | 21220.9953 |  |  |  | 0
1 | TRUE | Risk 16 Not used
2 | FALSE | [6 empty] | Supplier | Reference | Risk | Variance | % | Reference | Risk | Variance | %
3 | FALSE | [6 empty] | Small Polluter | 37100.3065 | 36501.8745 | -598.4321 | -1.613% | 37038.4727 | 37038.4727 | 0 | 0%
4 | FALSE | [6 empty] | Medium Polluter | 39468.4112 | 38831.7814 | -636.6299 | -1.613% | 39526.956 | 39526.956 | 0 | 0%
5 | FALSE | [6 empty] | Large Polluter | 162478.2928 | 159857.4999 | -2620.7929 | -1.613% | 162376.9906 | 162376.9906 | 0 | 0%
6 | FALSE | [6 empty] | Small Polluted | 61833.8442 | 60836.4575 | -997.3868 | -1.613% | 61772.0104 | 61772.0104 | 0 | 0%
7 | FALSE | [6 empty] | Medium Polluted | 49730.1981 | 48928.0445 | -802.1536 | -1.613% | 49671.6533 | 49671.6533 | 0 | 0%
8 | FALSE | [6 empty] | Large Polluted | 188395.8828 | 185357.0363 | -3038.8465 | -1.613% | 188522.1818 | 188522.1818 | 0 | 0%
9 | FALSE | [6 empty] | Residual Polluted | 776606.7712 | 764080.0177 | -12526.7535 | -1.613% | 776705.4423 | 776705.4423 | 0 | 0%
10 | FALSE
11 | FALSE
12 | FALSE
13 | FALSE
14 | FALSE
15 | FALSE
16 | FALSE
Risk 16 - Risk Title
Risk
Explain the risk here. What the approach is and the details for the parameters.

## Scratch
Detection Rate |  | 50% |  |  |  |  | Read_Months | Expr1001 | >42 | 4811 | 4.5 | Report 1a - SSP ( New AQ < 73,200 kWh ) | [6 empty] | Report 1b - LSP ( New AQ > 73,200 kWh )
Undetected Rate |  | 50% |  |  |  |  | 1 | 110970 | Total | 2191244 | 5.4
[7 empty] | 2 | 530060 |  | 0.2196% |  | LDZ | State | Count of MPRN | Sum Of Current AQ (kWh) | Sum of Proposed (kWh) | Sum of New AQ (kWh) |  | LDZ | State | Count of MPRN | Sum Of Current AQ (kWh) | Sum of Proposed (kWh) | Sum of New AQ (kWh) |  | P1 | P2 | P3 | P4
Year | Quantity Undetected | Quantity Detected | Sum Durations | Accum Detected | Accum | Average Duration Detected | 3 | 474473 |  |  |  | EA | Athens | 226 | 9717863 | 8897156 | 6502968 | -8.445% | EA | Athens | 138 | 55921014 | 46340319 | 48148953 | Volume Percentage | 0.002644% | 5.123% | 18.97% | 75.9%
1 | 100 | 50 | 50 | 50 | 50 |  | 4 | 331883 | 2000 | 0 |  | EA | Auckland | 48807 | 652303765 | 656712795 | 603366550 | 0.6759% | EA | Auckland | 130 | 12575010 | 12948917 | 12505631 | MPRN | 0.001795% | 0.3498% | 19.93% | 79.72%
2 | 50 | 25 | 50 | 75 | 100 | 1.3333 | 5 | 182459 | 2100 | 0 |  | EA | Berlin | 860 | 20887448 | 21438113 | 18457803 | 2.636% | EA | Berlin | 256 | 40880787 | 41037522 | 41870744
3 | 25 | 12.5 | 37.5 | 87.5 | 137.5 | 1.5714 | 6 | 136986 | 2200 | 0 |  | EA | Budapest | 52 | 2202160 | 3851028 | 1362174 | 74.88% | EA | Budapest | 82 | 177585474 | 171693880 | 164239032
4 | 12.5 | 6.25 | 25 | 93.75 | 162.5 | 1.7333 | 7 | 120631 | 2300 | 0 |  | EA | Caracas | 224 | 2273617 | 2533411 | 1964700 | 11.43% | EA | Cardiff | 47 | 120532371 | 141964583 | 133063455
5 | 6.25 | 3.125 | 15.625 | 96.875 | 178.125 | 1.8387 | 8 | 46169 | 2400 | 0 |  | EA | Cardiff | 36 | 2079799 | 1110370 | 984247 | -46.61% | EA | Casablanca | 4 | 642340 | 630092 | 557239
6 | 3.125 | 1.5625 | 9.375 | 98.4375 | 187.5 | 1.9048 | 9 | 41655 | 2500 | 2.0136e-295 |  | EA | Casablanca | 11435 | 170782385 | 172711428 | 159161304 | 1.13% | EA | Christchurch | 2 | 163912 | 163912 | 158767
7 | 1.5625 | 0.78125 | 5.4688 | 99.2188 | 192.9688 | 1.9449 | 10 | 37828 | 2600 | 7.7081e-268 |  | EA | Christchurch | 1919 | 27692458 | 27441726 | 25899890 | -0.9054% | EA | Copenhagen | 725 | 112624490 | 116587415 | 114336179
8 | 0.78125 | 0.39062 | 3.125 | 99.6094 | 196.0938 | 1.9686 | 11 | 32319 | 2700 | 6.3146e-242 |  | EA | Copenhagen | 4391 | 107681373 | 105606586 | 98402912 | -1.927% | EA | Delhi | 49 | 5381034 | 5306458 | 5245019
9 | 0.39062 | 0.19531 | 1.7578 | 99.8047 | 197.8516 | 1.9824 | 12 | 24694 | 2800 | 1.2769e-217 |  | EA | Delhi | 19719 | 262418210 | 268052496 | 243471821 | 2.147% | EA | Durban | 29 | 72500380 | 90179769 | 100800421
10 | 0.19531 | 0.097656 | 0.97656 | 99.9023 | 198.8281 | 1.9902 | 13 | 25115 | 2900 | 7.2764e-195 |  | EA | Durban | 7 | 693150 | 129489383 | 230076 | 18581% | EA | Florence | 1 | 70971 | 75000 | 74848
11 | 0.097656 | 0.048828 | 0.53711 | 99.9512 | 199.3652 | 1.9946 | 14 | 15177 | 3000 | 1.3221e-173 |  | EA | Florence | 42 | 694060 | 703996 | 632283 | 1.432% | EA | Frankfurt | 4095 | 783791364 | 826465442 | 802578111
12 | 0.048828 | 0.024414 | 0.29297 | 99.9756 | 199.6582 | 1.9971 | 15 | 10623 | 3100 | 8.5949e-154 |  | EA | Frankfurt | 234214 | 2902269893 | 3110703046 | 2636292577 | 7.182% | EA | Geneva | 5 | 932072 | 1193539 | 694348
13 | 0.024414 | 0.012207 | 0.15869 | 99.9878 | 199.8169 | 1.9984 | 16 | 9993 | 3200 | 2.2271e-135 |  | EA | Geneva | 5551 | 75909194 | 79453642 | 69977324 | 4.669% | EA | Havana | 4 | 13640593 | 11185259 | 10044124
14 | 0.012207 | 0.0061035 | 0.085449 | 99.9939 | 199.9023 | 1.9991 | 17 | 7682 | 3300 | 2.5451e-118 |  | EA | Havana | 1 | 16442 | 13760 | 15551 | -16.31% | EA | Helsinki | 206 | 29312014 | 30227818 | 31377023
15 | 0.0061035 | 0.0030518 | 0.045776 | 99.9969 | 199.9481 | 1.9995 | 18 | 6459 | 3400 | 1.411e-102 |  | EA | Helsinki | 29620 | 414152588 | 412310879 | 382984245 | -0.4447% | EA | Istanbul | 1 | 29115 | 102525 | 76434
16 | 0.0030518 | 0.0015259 | 0.024414 | 99.9985 | 199.9725 | 1.9998 | 19 | 5673 | 3500 | 4.151e-88 |  | EA | Lisbon | 10061 | 149040470 | 150273826 | 137067172 | 0.8275% | EA | Lisbon | 75 | 8225950 | 9000921 | 8963959
17 | 0.0015259 | 0.00076294 | 0.01297 | 99.9992 | 199.9855 | 1.9999 | 20 | 4620 | 3600 | 7.0542e-75 |  | EA | Melbourne | 103 | 3969451 | 3836514 | 2912938 | -3.349% | EA | Melbourne | 117 | 60946652 | 61150489 | 113819184
18 | 0.00076294 | 0.00038147 | 0.0068665 | 99.9996 | 199.9924 | 1.9999 | 21 | 4707 | 3700 | 7.5042e-63 |  | EA | Mexico City | 89028 | 1147840734 | 1138069024 | 1053774967 | -0.8513% | EA | Mexico City | 184 | 17179552 | 17570227 | 25289142
19 | 0.00038147 | 0.00038147 | 0.0072479 | 100 | 199.9996 | 2 | 22 | 3974 | 3800 | 5.3934e-52 |  | EA | Montreal | 35742 | 580912746 | 588478029 | 538803871 | 1.302% | EA | Montreal | 26 | 2551314 | 2556978 | 2370759
[7 empty] | 23 | 3281 | 3900 | 2.8166e-42 |  | EA | New York | 172 | 6080209 | 6662637 | 4498487 | 9.579% | EA | New York | 424 | 432347181 | 421411256 | 419700525
[7 empty] | 24 | 3050 | 4000 | 1.1458e-33 |  | EA | Oslo | 60720 | 820868711 | 826761330 | 770098310 | 0.7179% | EA | Oslo | 28 | 3494301 | 3325108 | 3608616
[7 empty] | 25 | 2580 | 4100 | 3.8833e-26 |  | EA | Ottawa | 427 | 12389452 | 12254439 | 11028266 | -1.09% | EA | Ottawa | 62 | 5329593 | 6192806 | 7108315
[7 empty] | 26 | 1994 | 4200 | 1.1703e-19 |  | EA | Paris | 1 | 34548 | 29916 | 15709 | -13.41% | EA | Paris | 2 | 1635048 | 1350352 | 1199368
[7 empty] | 27 | 1368 | 4300 | 3.3444e-14 |  | EA | Port Elizabeth | 527 | 6845272 | 7617257 | 6243448 | 11.28% | EA | Prague | 21 | 30411324 | 35955694 | 31760838
[7 empty] | 28 | 1417 | 4400 | 9.6765e-10 |  | EA | Prague | 6 | 272484 | 471999 | 315392 | 73.22% | EA | Rome | 44 | 5827733 | 6566122 | 6810579
[7 empty] | 29 | 1229 | 4500 | 3.0395e-06 |  | EA | Reykjavik | 61 | 2440334 | 2521047 | 2066836 | 3.307% | EA | Stockholm | 49 | 4848313 | 4812256 | 5600158
[7 empty] | 30 | 1002 | 4600 | 0.0011255 |  | EA | Rio De Janeiro | 4 | 147200 | 164765 | 137387 | 11.93% | EA | Sydney | 957 | 245608301 | 251314942 | 247234981
[7 empty] | 31 | 1110 | 4700 | 0.055149 |  | EA | Rome | 170 | 5099549 | 17647775 | 4663001 | 246.1% | EA | Tokyo | 378 | 304287720 | 309449493 | 306035796
[7 empty] | 32 | 772 | 4800 | 0.44076 |  | EA | Stockholm | 2592 | 40533564 | 40136647 | 36919777 | -0.9792% | EM | Athens | 191 | 125524721 | 96281320 | 111776799
[7 empty] | 33 | 701 | 4900 | 0.90126 |  | EA | Sydney | 113244 | 1450331641 | 1465298762 | 1352471201 | 1.032% | EM | Auckland | 99 | 8934093 | 10482048 | 9499618
[7 empty] | 34 | 578 | 5000 | 0.9967 |  | EA | Tokyo | 118 | 9255708 | 8180802 | 4479814 | -11.61% | EM | Berlin | 322 | 51700957 | 51878533 | 58082295
[7 empty] | 35 | 564 | 5100 | 0.99998 |  | EM | Athens | 226 | 9350484 | 8904226 | 6412122 | -4.773% | EM | Budapest | 162 | 428071555 | 422735898 | 396059912
[7 empty] | 36 | 476 | 5200 | 1 |  | EM | Auckland | 69024 | 918028015 | 929019400 | 841767439 | 1.197% | EM | Cardiff | 59 | 804959104 | 877010552 | 890115700
[7 empty] | 37 | 481 | 5300 | 1 |  | EM | Berlin | 1364 | 31172310 | 32627750 | 28215896 | 4.669% | EM | Casablanca | 8 | 377360 | 931247 | 1136711
[7 empty] | 38 | 375 | 5400 | 1 |  | EM | Budapest | 67 | 3301872 | 2538458 | 1718573 | -23.12% | EM | Copenhagen | 1048 | 166935427 | 170336220 | 179600180
[7 empty] | 39 | 376 | 5500 | 1 |  | EM | Caracas | 796 | 8827443 | 9416975 | 7213828 | 6.678% | EM | Delhi | 32 | 3144337 | 3221789 | 3052332
[7 empty] | 40 | 393 | 5600 | 1 |  | EM | Cardiff | 26 | 2121232 | 27093113 | 681536 | 1177% | EM | Durban | 35 | 88941748 | 94261004 | 85124844
[7 empty] | 41 | 257 | 5700 | 1 |  | EM | Casablanca | 12395 | 187273602 | 186396894 | 174743428 | -0.4681% | EM | Frankfurt | 4995 | 1052240461 | 1165736725 | 1059922562
[7 empty] | 42 | 279 | 5800 | 1 |  | EM | Christchurch | 645 | 10128870 | 9916008 | 9549474 | -2.102% | EM | Geneva | 3 | 33103 | 199879 | 232780
[7 empty] | 43 | 231 | 5900 | 1 |  | EM | Copenhagen | 6458 | 162135746 | 158062877 | 147959079 | -2.512% | EM | Havana | 4 | 4609841 | 4492598 | 3969934
[7 empty] | 44 | 190 | 6000 | 1 |  | EM | Delhi | 26975 | 353731282 | 365715117 | 325458812 | 3.388% | EM | Helsinki | 103 | 12925833 | 13198374 | 15359464
[7 empty] | 45 | 245 | 6100 | 1 |  | EM | Durban | 13 | 1157142 | 36185585 | 440758 | 3027% | EM | Lisbon | 77 | 8312209 | 8924220 | 9034609
[7 empty] | 46 | 237 | 6200 | 1 |  | EM | Florence | 41 | 762286 | 1704256 | 783379 | 123.6% | EM | Melbourne | 127 | 58936181 | 58416335 | 57524150
[7 empty] | 47 | 251 | 6300 | 1 |  | EM | Frankfurt | 278488 | 3411614244 | 3565127341 | 3062429150 | 4.5% | EM | Mexico City | 222 | 14761577 | 15506975 | 44941244
[7 empty] | 48 | 148 | 6400 | 1 |  | EM | Geneva | 6119 | 85934711 | 87610464 | 78654274 | 1.95% | EM | Montreal | 22 | 2337160 | 2527608 | 2188929
[7 empty] | 49 | 176 | 6500 | 1 |  | EM | Havana | 1 | 26045 | 9614 | 12975 | -63.09% | EM | New York | 544 | 715011557 | 735854722 | 699040912
[7 empty] | 50 | 151 | 6600 | 1 |  | EM | Helsinki | 10378 | 179929195 | 176763917 | 164796405 | -1.759% | EM | Oslo | 23 | 1580221 | 1753064 | 2167301
[7 empty] | 51 | 172 | 6700 | 1 |  | EM | Lisbon | 13306 | 199767311 | 198322146 | 183206695 | -0.7234% | EM | Ottawa | 75 | 7317375 | 8591618 | 9557763
[7 empty] | 52 | 119 | 6800 | 1 |  | EM | Melbourne | 158 | 8620300 | 7651584 | 3841507 | -11.24% | EM | Paris | 8 | 31107738 | 33007625 | 27341267
[7 empty] | 53 | 114 | 6900 | 1 |  | EM | Mexico City | 156821 | 2023318945 | 1993522490 | 1877818654 | -1.473% | EM | Port Elizabeth | 12 | 1048124 | 1207845 | 1091973
[7 empty] | 54 | 126 | 7000 | 1 |  | EM | Montreal | 47147 | 766760325 | 762775317 | 715467954 | -0.5197% | EM | Prague | 30 | 27970804 | 30680281 | 31229658
[7 empty] | 55 | 89 | 7100 | 1 |  | EM | New York | 177 | 8337928 | 6195958 | 4568919 | -25.69% | EM | Rio De Janeiro | 9 | 3482746 | 3631774 | 3244825
[7 empty] | 56 | 83 | 7200 | 1 |  | EM | Oslo | 56513 | 798632061 | 789851244 | 752159701 | -1.099% | EM | Rome | 67 | 8864179 | 10507369 | 11825751
[7 empty] | 57 | 118 | 7300 | 1 |  | EM | Ottawa | 558 | 15867256 | 15433958 | 13595512 | -2.731% | EM | Stockholm | 22 | 3223813 | 3248219 | 3200305
[7 empty] | 58 | 115 | 7400 | 1 |  | EM | Paris | 1 | 41375 | 46262 | 43420 | 11.81% | EM | Sydney | 955 | 340730707 | 350429042 | 363068110
[7 empty] | 59 | 101 | 7500 | 1 |  | EM | Port Elizabeth | 8734 | 110904827 | 115077078 | 101397374 | 3.762% | EM | Tokyo | 434 | 322091691 | 309034188 | 301442266
[7 empty] | 60 | 74 | 7600 | 1 |  | EM | Prague | 8 | 1171456 | 2175022 | 365279 | 85.67% | LC | Athens | 1 | 250000 | 344226 | 219275
[7 empty] | 61 | 75 | 7700 | 1 |  | EM | Reykjavik | 74 | 3038071 | 3153838 | 2529518 | 3.811% | LC | Copenhagen | 1 | 213032 | 213032 | 220979
[7 empty] | 62 | 62 | 7800 | 1 |  | EM | Rio De Janeiro | 22 | 608116 | 702994 | 455285 | 15.6% | LC | Frankfurt | 5 | 922459 | 1060176 | 1067339
[7 empty] | 63 | 61 | 7900 | 1 |  | EM | Rome | 246 | 7608240 | 7541108 | 6903504 | -0.8824% | LC | Sydney | 5 | 1185482 | 1160842 | 1218681
[7 empty] | 64 | 67 | 8000 | 1 |  | EM | Stockholm | 1521 | 22756936 | 22154992 | 21162581 | -2.645% | LO | Cardiff | 2 | 314383 | 298016 | 306452
[7 empty] | 65 | 66 | 8100 | 1 |  | EM | Sydney | 113571 | 1436649662 | 1451348512 | 1345822723 | 1.023% | LO | Copenhagen | 5 | 499372 | 503952 | 505198
[7 empty] | 66 | 67 | 8200 | 1 |  | EM | Tokyo | 110 | 12071221 | 8106464 | 4321750 | -32.84% | LO | Frankfurt | 17 | 2344132 | 2497959 | 2592843
[7 empty] | 67 | 49 | 8300 | 1 |  | LC | Athens | 1 | 66000 | 54359 | 11098 | -17.64% | LO | New York | 1 | 852240 | 856001 | 856366
[7 empty] | 68 | 52 | 8400 | 1 |  | LC | Auckland | 17 | 225353 | 234713 | 187852 | 4.153% | LS | Athens | 1 | 286344 | 126393 | 109160
[7 empty] | 69 | 36 | 8500 | 1 |  | LC | Christchurch | 1 | 37486 | 37486 | 39837 | 0% | LS | Budapest | 2 | 45268694 | 45230658 | 58993766
[7 empty] | 70 | 39 | 8600 | 1 |  | LC | Copenhagen | 4 | 137635 | 112294 | 110672 | -18.41% | LS | Frankfurt | 7 | 1053681 | 1095458 | 1169228
[7 empty] | 71 | 36 | 8700 | 1 |  | LC | Delhi | 3 | 86779 | 77779 | 70729 | -10.37% | LS | Mexico City | 1 | 1 | 1 | 665683
[7 empty] | 72 | 28 | 8800 | 1 |  | LC | Frankfurt | 347 | 4121706 | 4219295 | 3330084 | 2.368% | LS | New York | 1 | 136522 | 168247 | 150089
[7 empty] | 73 | 49 | 8900 | 1 |  | LC | Geneva | 2 | 26223 | 25858 | 25184 | -1.392% | LS | Ottawa | 1 | 62227 | 74474 | 76269
[7 empty] | 74 | 54 | 9000 | 1 |  | LC | Helsinki | 1 | 2590 | 1263 | 1056 | -51.24% | LS | Tokyo | 1 | 588193 | 627199 | 603320
[7 empty] | 75 | 39 | 9100 | 1 |  | LC | Lisbon | 1 | 49642 | 51767 | 44866 | 4.281% | LT | Copenhagen | 2 | 203700 | 228877 | 217400
[7 empty] | 76 | 35 | 9200 | 1 |  | LC | Mexico City | 20 | 233482 | 246824 | 240623 | 5.714% | LT | Frankfurt | 4 | 898202 | 1157815 | 1108590
[7 empty] | 77 | 51 | 9300 | 1 |  | LC | Montreal | 39 | 668949 | 696750 | 679136 | 4.156% | LT | Lisbon | 1 | 64811 | 88144 | 78217
[7 empty] | 78 | 34 | 9400 | 1 |  | LC | Oslo | 8 | 126399 | 131649 | 131884 | 4.154% | LT | Ottawa | 1 | 45905 | 71642 | 76652
[7 empty] | 79 | 25 | 9500 | 1 |  | LC | Ottawa | 2 | 68146 | 88751 | 76907 | 30.24% | LT | Prague | 1 | 27912 | 337324 | 94539
[7 empty] | 80 | 36 | 9600 | 1 |  | LC | Rome | 1 | 77569 | 62113 | 61303 | -19.93% | LT | Rome | 1 | 208410 | 174942 | 196816
[7 empty] | 81 | 30 | 9700 | 1 |  | LC | Sydney | 334 | 3325592 | 3229881 | 3199013 | -2.878% | LT | Sydney | 1 | 103368 | 99073 | 96973
[7 empty] | 82 | 26 | 9800 | 1 |  | LO | Athens | 1 | 64593 | 50528 | 54173 | -21.77% | LW | Frankfurt | 5 | 1008965 | 1118648 | 1071488
[7 empty] | 83 | 33 | 9900 | 1 |  | LO | Auckland | 20 | 253136 | 263238 | 301093 | 3.991% | LW | Montreal | 1 | 144944 | 144944 | 113712
[7 empty] | 84 | 25 | 10000 | 1 |  | LO | Copenhagen | 5 | 137589 | 141339 | 163145 | 2.726% | LW | Sydney | 2 | 166357 | 161760 | 159411
[7 empty] | 85 | 21 | 10100 | 1 |  | LO | Delhi | 2 | 17407 | 22936 | 21195 | 31.76% | NE | Athens | 63 | 38642136 | 36321428 | 35712384
[7 empty] | 86 | 19 | 10200 | 1 |  | LO | Frankfurt | 152 | 2048953 | 1987231 | 1693728 | -3.012% | NE | Auckland | 126 | 11836051 | 12944016 | 12585980
[7 empty] | 87 | 15 | 10300 | 1 |  | LO | Helsinki | 4 | 66675 | 66673 | 71251 | -0.003% | NE | Berlin | 291 | 48335596 | 48080788 | 51356192
[7 empty] | 88 | 20 | 10400 | 1 |  | LO | Lisbon | 15 | 421799 | 446400 | 409953 | 5.832% | NE | Budapest | 178 | 251595434 | 233530691 | 216956108
[7 empty] | 89 | 28 |  |  |  | LO | Mexico City | 18 | 389434 | 382022 | 340634 | -1.903% | NE | Cardiff | 40 | 136828170 | 142688066 | 455675094
[7 empty] | 90 | 21 |  |  |  | LO | Montreal | 21 | 354802 | 400965 | 371508 | 13.01% | NE | Casablanca | 10 | 516293 | 923606 | 1062823
[7 empty] | 91 | 11 |  |  |  | LO | Oslo | 5 | 92410 | 85685 | 76491 | -7.277% | NE | Copenhagen | 587 | 90018787 | 91010933 | 89991974
[7 empty] | 92 | 16 |  |  |  | LO | Ottawa | 1 | 4743 | 4659 | 5422 | -1.771% | NE | Delhi | 34 | 3070160 | 3232874 | 3168189
[7 empty] | 93 | 21 |  |  |  | LO | Port Elizabeth | 1 | 55 | 55 | 1 | 0% | NE | Durban | 12 | 31938418 | 29994739 | 24711967
[7 empty] | 94 | 36 |  |  |  | LO | Rome | 1 | 21219 | 21219 | 32498 | 0% | NE | Florence | 1 | 50502 | 95083 | 86067
[7 empty] | 95 | 18 |  |  |  | LO | Sydney | 143 | 1905841 | 1823106 | 1748303 | -4.341% | NE | Frankfurt | 4629 | 1046451372 | 1077698399 | 1013391534
[7 empty] | 96 | 14 |  |  |  | LS | Athens | 3 | 111542 | 111542 | 93774 | 0% | NE | Geneva | 3 | 142177 | 211560 | 252667
[7 empty] | 97 | 11 |  |  |  | LS | Auckland | 77 | 1002081 | 993762 | 923457 | -0.8302% | NE | Helsinki | 45 | 5483754 | 5369303 | 5779700
[7 empty] | 98 | 18 |  |  |  | LS | Budapest | 1 | 47971 | 42246 | 38021 | -11.93% | NE | Lisbon | 41 | 4233975 | 4318888 | 4356425
[7 empty] | 99 | 18 |  |  |  | LS | Copenhagen | 4 | 133532 | 120450 | 122210 | -9.797% | NE | Melbourne | 87 | 86898095 | 80239050 | 63637190
[7 empty] | 100 | 22 |  |  |  | LS | Delhi | 10 | 156210 | 158065 | 137710 | 1.188% | NE | Mexico City | 130 | 8833707 | 8851387 | 26085248
[7 empty] | 101 | 22 |  |  |  | LS | Frankfurt | 418 | 4688844 | 4553419 | 3964611 | -2.888% | NE | Montreal | 30 | 3143500 | 3264454 | 3001900
[7 empty] | 102 | 28 |  |  |  | LS | Geneva | 3 | 25063 | 23788 | 22897 | -5.087% | NE | New York | 351 | 346610700 | 363155433 | 359163242
[7 empty] | 103 | 27 |  |  |  | LS | Helsinki | 6 | 154764 | 152204 | 157403 | -1.654% | NE | Oslo | 15 | 1330902 | 1270394 | 1304527
[7 empty] | 104 | 14 |  |  |  | LS | Lisbon | 5 | 77143 | 67592 | 66280 | -12.38% | NE | Ottawa | 60 | 6418721 | 17213482 | 7638689
[7 empty] | 105 | 20 |  |  |  | LS | Mexico City | 126 | 1766349 | 1774777 | 1611616 | 0.4771% | NE | Paris | 6 | 7924332 | 9620038 | 8409346
[7 empty] | 106 | 14 |  |  |  | LS | Montreal | 242 | 3256273 | 3300699 | 3086907 | 1.364% | NE | Port Elizabeth | 23 | 2066090 | 2125655 | 2116259
[7 empty] | 107 | 21 |  |  |  | LS | Oslo | 24 | 413915 | 402136 | 368462 | -2.846% | NE | Prague | 13 | 14016164 | 17457073 | 15014680
[7 empty] | 108 | 12 |  |  |  | LS | Ottawa | 2 | 66221 | 72365 | 56748 | 9.278% | NE | Rio De Janeiro | 1 | 48529 | 95705 | 99542
[7 empty] | 109 | 14 |  |  |  | LS | Rome | 1 | 59612 | 63335 | 58925 | 6.245% | NE | Rome | 52 | 8144906 | 8280657 | 7131708
[7 empty] | 110 | 17 |  |  |  | LS | Sydney | 191 | 2780990 | 2743595 | 2680205 | -1.345% | NE | Stockholm | 22 | 2711355 | 2444542 | 2497410
[7 empty] | 111 | 9 |  |  |  | LT | Athens | 1 | 64329 | 64329 | 51798 | 0% | NE | Sydney | 601 | 150242384 | 164610909 | 150983318
[7 empty] | 112 | 10 |  |  |  | LT | Auckland | 48 | 714650 | 702966 | 692392 | -1.635% | NE | Tokyo | 342 | 293420643 | 342190115 | 347214725
[7 empty] | 113 | 17 |  |  |  | LT | Christchurch | 4 | 93338 | 77351 | 69542 | -17.13% | NO | Athens | 50 | 22963483 | 28554718 | 22895245
[7 empty] | 114 | 15 |  |  |  | LT | Copenhagen | 7 | 213021 | 191854 | 211302 | -9.937% | NO | Auckland | 77 | 6990600 | 7627326 | 7389528
[7 empty] | 115 | 10 |  |  |  | LT | Delhi | 4 | 66856 | 67082 | 49241 | 0.338% | NO | Berlin | 212 | 34771133 | 35994239 | 37723845
[7 empty] | 116 | 19 |  |  |  | LT | Frankfurt | 230 | 3004097 | 3034171 | 2715724 | 1.001% | NO | Budapest | 52 | 89351274 | 87415513 | 95298549
[7 empty] | 117 | 9 |  |  |  | LT | Geneva | 1 | 12888 | 13401 | 14647 | 3.98% | NO | Cardiff | 35 | 255073513 | 278223783 | 376711222
[7 empty] | 118 | 7 |  |  |  | LT | Helsinki | 2 | 40927 | 37205 | 35204 | -9.094% | NO | Casablanca | 3 | 174713 | 256192 | 275735
[7 empty] | 119 | 11 |  |  |  | LT | Lisbon | 5 | 91416 | 92681 | 74760 | 1.384% | NO | Copenhagen | 345 | 55931989 | 57048960 | 56909749
[7 empty] | 120 | 11 |  |  |  | LT | Mexico City | 61 | 941316 | 977858 | 926274 | 3.882% | NO | Delhi | 12 | 979067 | 1210795 | 1093206
[7 empty] | 121 | 12 |  |  |  | LT | Montreal | 44 | 702812 | 684184 | 650115 | -2.65% | NO | Durban | 22 | 26992636 | 25916362 | 23194309
[7 empty] | 122 | 7 |  |  |  | LT | Oslo | 20 | 291394 | 324256 | 341769 | 11.28% | NO | Frankfurt | 2379 | 460471770 | 484507824 | 472415626
[7 empty] | 123 | 10 |  |  |  | LT | Sydney | 537 | 7014029 | 7042618 | 6816344 | 0.4076% | NO | Geneva | 9 | 4407061 | 4643948 | 2498862
[7 empty] | 124 | 6 |  |  |  | LW | Auckland | 42 | 886986 | 914137 | 811604 | 3.061% | NO | Havana | 1 | 209258 | 211725 | 251065
[7 empty] | 125 | 12 |  |  |  | LW | Christchurch | 1 | 9767 | 10454 | 11062 | 7.034% | NO | Helsinki | 36 | 5192112 | 5254531 | 8289710
[7 empty] | 126 | 8 |  |  |  | LW | Copenhagen | 2 | 12983 | 9642 | 10437 | -25.73% | NO | Istanbul | 1 | 72583 | 82186 | 74080
[7 empty] | 127 | 4 |  |  |  | LW | Delhi | 8 | 179724 | 171505 | 165028 | -4.573% | NO | Lisbon | 21 | 2203893 | 2319327 | 2261709
[7 empty] | 128 | 10 |  |  |  | LW | Frankfurt | 153 | 2102732 | 2023444 | 1792268 | -3.771% | NO | Melbourne | 100 | 54365800 | 56521930 | 60167906
[7 empty] | 129 | 5 |  |  |  | LW | Geneva | 1 | 20600 | 20600 | 17954 | 0% | NO | Mexico City | 84 | 5437221 | 5413696 | 16541541
[7 empty] | 130 | 7 |  |  |  | LW | Helsinki | 8 | 155065 | 158010 | 160459 | 1.899% | NO | Montreal | 7 | 777246 | 894995 | 735000
[7 empty] | 131 | 5 |  |  |  | LW | Lisbon | 2 | 19950 | 15797 | 10271 | -20.82% | NO | New York | 276 | 252024407 | 254929700 | 248495006
[7 empty] | 132 | 7 |  |  |  | LW | Mexico City | 58 | 1019492 | 1024558 | 983953 | 0.4969% | NO | Oslo | 11 | 865514 | 938654 | 1296005
[7 empty] | 133 | 6 |  |  |  | LW | Montreal | 33 | 662699 | 681088 | 673327 | 2.775% | NO | Ottawa | 49 | 3472810 | 3906028 | 4603326
[7 empty] | 134 | 8 |  |  |  | LW | Oslo | 14 | 247613 | 246525 | 215526 | -0.4394% | NO | Paris | 1 | 5716092 | 6403708 | 6384832
[7 empty] | 135 | 8 |  |  |  | LW | Sydney | 327 | 4371835 | 5594175 | 3967519 | 27.96% | NO | Port Elizabeth | 1 | 86387 | 86387 | 91040
[7 empty] | 136 | 9 |  |  |  | NE | Abu Dhabi | 1 | 2301588 | 136701 | 1 | -94.06% | NO | Prague | 52 | 42755182 | 40790677 | 44554769
[7 empty] | 137 | 7 |  |  |  | NE | Athens | 106 | 3446799 | 3592386 | 2457639 | 4.224% | NO | Rio De Janeiro | 1 | 90632 | 90920 | 81897
[7 empty] | 138 | 5 |  |  |  | NE | Auckland | 63806 | 842466643 | 849278355 | 758365591 | 0.8085% | NO | Rome | 45 | 5372090 | 6715102 | 5956040
[7 empty] | 139 | 1 |  |  |  | NE | Berlin | 1374 | 32151614 | 31874168 | 28831886 | -0.8629% | NO | Stockholm | 17 | 7378997 | 7917820 | 7925685
[7 empty] | 140 | 2 |  |  |  | NE | Budapest | 157 | 5156639 | 4788498 | 4183763 | -7.139% | NO | Sydney | 522 | 208995921 | 216119354 | 214967405
[7 empty] | 141 | 4 |  |  |  | NE | Caracas | 3255 | 35019149 | 37147251 | 27932255 | 6.077% | NO | Tokyo | 279 | 205682457 | 206819857 | 203827752
[7 empty] | 142 | 1 |  |  |  | NE | Cardiff | 24 | 961607 | 825536 | 467625 | -14.15% | NT | Athens | 164 | 72685276 | 71036027 | 66259176
[7 empty] | 143 | 5 |  |  |  | NE | Casablanca | 12443 | 204215550 | 199066153 | 188708291 | -2.522% | NT | Auckland | 195 | 19794856 | 21059446 | 20351164
[7 empty] | 144 | 3 |  |  |  | NE | Christchurch | 641 | 10835509 | 10700133 | 10253517 | -1.249% | NT | Berlin | 411 | 75593121 | 79091345 | 82655848
[7 empty] | 145 | 3 |  |  |  | NE | Copenhagen | 3463 | 86613592 | 82285547 | 78908953 | -4.997% | NT | Budapest | 135 | 184906333 | 175055888 | 201331954
[7 empty] | 146 | 2 |  |  |  | NE | Delhi | 16152 | 207646542 | 212219842 | 186508599 | 2.202% | NT | Cardiff | 91 | 74736666 | 68162331 | 66420216
[7 empty] | 147 | 8 |  |  |  | NE | Durban | 1 | 32258 | 30519 | 28756 | -5.391% | NT | Casablanca | 12 | 2742020 | 3017460 | 3273510
[7 empty] | 148 | 8 |  |  |  | NE | Florence | 37 | 644029 | 654137 | 611768 | 1.569% | NT | Christchurch | 4 | 439001 | 387729 | 340348
[7 empty] | 149 | 7 |  |  |  | NE | Frankfurt | 168673 | 2128309396 | 2170583566 | 1869418195 | 1.986% | NT | Copenhagen | 1141 | 214186346 | 222374416 | 217408525
[7 empty] | 151 | 1 |  |  |  | NE | Geneva | 3290 | 49927571 | 51271963 | 44538473 | 2.693% | NT | Delhi | 99 | 9621029 | 10070896 | 9794558
[7 empty] | 152 | 2 |  |  |  | NE | Helsinki | 9629 | 174763912 | 167825033 | 158624254 | -3.97% | NT | Durban | 85 | 193761631 | 213358989 | 211181118
[7 empty] | 153 | 4 |  |  |  | NE | Lisbon | 7536 | 115946582 | 114390347 | 104725124 | -1.342% | NT | Frankfurt | 8626 | 1607761047 | 1777927733 | 1675776397
[7 empty] | 154 | 5 |  |  |  | NE | Melbourne | 175 | 8897706 | 7551741 | 3616125 | -15.13% | NT | Geneva | 11 | 1411592 | 2719259 | 2095820
[7 empty] | 155 | 6 |  |  |  | NE | Mexico City | 58862 | 798648683 | 776443614 | 733044771 | -2.78% | NT | Havana | 3 | 938814 | 1764093 | 6882885
[7 empty] | 156 | 2 |  |  |  | NE | Montreal | 29742 | 498183016 | 488444665 | 464343423 | -1.955% | NT | Helsinki | 247 | 34245653 | 35118875 | 39310377
[7 empty] | 157 | 2 |  |  |  | NE | New York | 177 | 6537653 | 5320855 | 4962252 | -18.61% | NT | Lisbon | 86 | 10510973 | 10572974 | 10700347
[7 empty] | 158 | 2 |  |  |  | NE | Oslo | 36722 | 540705883 | 522258071 | 502443185 | -3.412% | NT | Melbourne | 208 | 91471075 | 86710655 | 85265811
[7 empty] | 159 | 4 |  |  |  | NE | Ottawa | 450 | 12863376 | 12625730 | 10998401 | -1.847% | NT | Mexico City | 350 | 33017528 | 33537159 | 45868528
[7 empty] | 160 | 6 |  |  |  | NE | Paris | 2 | 49755 | 9330 | 2177 | -81.25% | NT | Montreal | 59 | 6427349 | 7327392 | 5889845
[7 empty] | 161 | 6 |  |  |  | NE | Port Elizabeth | 14205 | 188761101 | 196211212 | 169617788 | 3.947% | NT | New York | 665 | 686745712 | 702154177 | 682178268
[7 empty] | 162 | 4 |  |  |  | NE | Prague | 10 | 1025311 | 1161316 | 501332 | 13.26% | NT | Oslo | 119 | 12344743 | 14223724 | 14635935
[7 empty] | 163 | 6 |  |  |  | NE | Reykjavik | 105 | 4322314 | 4382173 | 3591497 | 1.385% | NT | Ottawa | 178 | 19826465 | 23625467 | 24932220
[7 empty] | 164 | 3 |  |  |  | NE | Rome | 176 | 5219123 | 5187807 | 4579248 | -0.6% | NT | Paris | 5 | 10144508 | 11410708 | 10902776
[7 empty] | 165 | 4 |  |  |  | NE | Sofia | 1 | 31606 | 121523 | 40977 | 284.5% | NT | Port Elizabeth | 1 | 114977 | 96393 | 97997
[7 empty] | 166 | 1 |  |  |  | NE | Stockholm | 766 | 12167162 | 11758367 | 11128923 | -3.36% | NT | Prague | 69 | 46104223 | 53268092 | 64302748
[7 empty] | 167 | 5 |  |  |  | NE | Sydney | 54216 | 706761207 | 768837430 | 649939839 | 8.783% | NT | Rome | 61 | 7819124 | 8347417 | 9351485
[7 empty] | 168 | 3 |  |  |  | NE | Tokyo | 105 | 7554196 | 5244837 | 3686028 | -30.57% | NT | Stockholm | 49 | 4376926 | 4562953 | 4923379
[7 empty] | 169 | 4 |  |  |  | NO | Athens | 84 | 2682540 | 2868371 | 2047771 | 6.927% | NT | Sydney | 1762 | 541927958 | 565996838 | 574670098
[7 empty] | 170 | 2 |  |  |  | NO | Auckland | 67865 | 876562941 | 893893632 | 805779658 | 1.977% | NT | Tokyo | 585 | 423578582 | 541669790 | 407900156
[7 empty] | 172 | 2 |  |  |  | NO | Berlin | 962 | 22866241 | 22240390 | 20370456 | -2.737% | NW | Athens | 134 | 42210129 | 36665830 | 37233438
[7 empty] | 173 | 2 |  |  |  | NO | Budapest | 21 | 1610248 | 1338220 | 483142 | -16.89% | NW | Auckland | 137 | 13217870 | 13620575 | 13439283
[7 empty] | 174 | 1 |  |  |  | NO | Caracas | 18441 | 196572799 | 219097017 | 156253919 | 11.46% | NW | Berlin | 383 | 68908783 | 70232905 | 71484336
[7 empty] | 175 | 4 |  |  |  | NO | Cardiff | 18 | 12057070 | 3600476 | 559287 | -70.14% | NW | Budapest | 138 | 589032844 | 582200727 | 623233203
[7 empty] | 176 | 1 |  |  |  | NO | Casablanca | 8640 | 138864664 | 138105742 | 128987061 | -0.5465% | NW | Caracas | 1 | 57094 | 106952 | 89382
[7 empty] | 177 | 4 |  |  |  | NO | Christchurch | 554 | 8718396 | 8298165 | 7982733 | -4.82% | NW | Cardiff | 63 | 349679319 | 376156837 | 412554589
[7 empty] | 178 | 6 |  |  |  | NO | Copenhagen | 1905 | 47554551 | 68165799 | 42616754 | 43.34% | NW | Casablanca | 10 | 888468 | 945855 | 963840
[7 empty] | 179 | 1 |  |  |  | NO | Delhi | 5625 | 73407976 | 77995633 | 68072862 | 6.25% | NW | Copenhagen | 1016 | 165820638 | 167635489 | 164035786
[7 empty] | 180 | 1 |  |  |  | NO | Durban | 3 | 616273 | 314430 | 84048 | -48.98% | NW | Delhi | 45 | 4019044 | 4131387 | 4023723
[7 empty] | 181 | 4 |  |  |  | NO | Florence | 20 | 385603 | 455907 | 328578 | 18.23% | NW | Durban | 55 | 57704989 | 50429502 | 44489777
[7 empty] | 183 | 3 |  |  |  | NO | Frankfurt | 121232 | 1521385452 | 1551602533 | 1361289660 | 1.986% | NW | Frankfurt | 6447 | 1284120998 | 1347723209 | 1304117808
[7 empty] | 184 | 3 |  |  |  | NO | Geneva | 2477 | 37952746 | 39569691 | 35092520 | 4.26% | NW | Geneva | 16 | 1150975 | 1693278 | 1478542
[7 empty] | 185 | 2 |  |  |  | NO | Helsinki | 12965 | 220877842 | 215769852 | 201138688 | -2.313% | NW | Havana | 3 | 4157135 | 3798282 | 2626497
[7 empty] | 186 | 2 |  |  |  | NO | Lisbon | 3482 | 53635672 | 52983920 | 48872347 | -1.215% | NW | Helsinki | 123 | 19138448 | 18539047 | 19430123
[7 empty] | 188 | 3 |  |  |  | NO | Melbourne | 134 | 4860187 | 4008378 | 2413695 | -17.53% | NW | Istanbul | 1 | 614391 | 614391 | 927385
[7 empty] | 190 | 1 |  |  |  | NO | Mexico City | 56901 | 765538810 | 749057584 | 703748578 | -2.153% | NW | Lisbon | 89 | 9460641 | 9753380 | 10082784
[7 empty] | 191 | 3 |  |  |  | NO | Montreal | 30614 | 473411318 | 479123601 | 446228180 | 1.207% | NW | Melbourne | 163 | 87204183 | 86991975 | 84822639
[7 empty] | 193 | 1 |  |  |  | NO | New York | 101 | 6112417 | 6242403 | 3540961 | 2.127% | NW | Mexico City | 221 | 14675572 | 15083741 | 42420000
[7 empty] | 195 | 1 |  |  |  | NO | Oslo | 48991 | 658270315 | 653985313 | 617191334 | -0.6509% | NW | Montreal | 46 | 5270599 | 5452078 | 4744162
[7 empty] | 196 | 1 |  |  |  | NO | Ottawa | 258 | 7315057 | 7366397 | 6268559 | 0.7018% | NW | New York | 695 | 746907972 | 763945480 | 755312253
[7 empty] | 197 | 4 |  |  |  | NO | Port Elizabeth | 560 | 7721016 | 8022938 | 7159441 | 3.91% | NW | Oslo | 18 | 1486963 | 1599484 | 2853052
[7 empty] | 200 | 3 |  |  |  | NO | Prague | 20 | 2452347 | 36957737 | 776060 | 1407% | NW | Ottawa | 115 | 13138706 | 13950160 | 15007020
[7 empty] | 204 | 2 |  |  |  | NO | Reykjavik | 45 | 1851848 | 1929500 | 1481702 | 4.193% | NW | Paris | 4 | 7543686 | 9800973 | 9139410
[7 empty] | 207 | 1 |  |  |  | NO | Rio De Janeiro | 1 | 3453 | 6348 | 4168 | 83.84% | NW | Port Elizabeth | 1 | 235504 | 280796 | 87631
[7 empty] | 210 | 58 |  |  |  | NO | Rome | 117 | 3333291 | 3411477 | 3052255 | 2.346% | NW | Prague | 45 | 60092767 | 49008446 | 40210043
[7 empty] | 211 | 3 |  |  |  | NO | Stockholm | 1960 | 27585878 | 26693405 | 25526882 | -3.235% | NW | Reykjavik | 1 | 60568 | 60568 | 74070
[7 empty] | 215 | 1 |  |  |  | NO | Sydney | 55570 | 764524386 | 756244334 | 708446952 | -1.083% | NW | Rome | 104 | 11834013 | 12464120 | 13604129
[7 empty] | 217 | 1 |  |  |  | NO | Tokyo | 55 | 3716331 | 3304901 | 2356325 | -11.07% | NW | Stockholm | 279 | 34836672 | 34376836 | 42638989
[7 empty] | 219 | 1 |  |  |  | NT | Abu Dhabi | 1 | 1 | 52958 | 1 | 5295700% | NW | Sydney | 1110 | 374503067 | 382259726 | 374678259
[7 empty] | 225 | 7 |  |  |  | NT | Athens | 214 | 7589024 | 409688455 | 5372347 | 5298% | NW | Tokyo | 634 | 490633032 | 500978103 | 488929628
[7 empty] | 339 | 1 |  |  |  | NT | Auckland | 58155 | 782467287 | 793890836 | 723772246 | 1.46% | SC | Athens | 161 | 217628081 | 181154479 | 180829781
[12 empty] | NT | Berlin | 1221 | 30470174 | 28069522 | 25784010 | -7.879% | SC | Auckland | 126 | 12443254 | 14093945 | 12181023
[12 empty] | NT | Budapest | 86 | 3657488 | 2646360 | 1941201 | -27.65% | SC | Berlin | 220 | 47587587 | 47127629 | 49384201
[12 empty] | NT | Caracas | 2987 | 28211498 | 31621460 | 23113773 | 12.09% | SC | Budapest | 89 | 216171416 | 210880848 | 202350871
[12 empty] | NT | Cardiff | 55 | 3801238 | 3289403 | 1489229 | -13.46% | SC | Cardiff | 58 | 720644948 | 764653179 | 739516194
[12 empty] | NT | Casablanca | 13007 | 210208714 | 212721413 | 197605694 | 1.195% | SC | Casablanca | 6 | 334561 | 537461 | 566020
[12 empty] | NT | Christchurch | 5700 | 85285841 | 84190627 | 79604827 | -1.284% | SC | Christchurch | 1 | 32769 | 32769 | 122199
[12 empty] | NT | Copenhagen | 4716 | 115658809 | 117107919 | 106849949 | 1.253% | SC | Copenhagen | 640 | 113455245 | 108485837 | 105184628
[12 empty] | NT | Delhi | 23380 | 324849282 | 337740062 | 301141988 | 3.968% | SC | Delhi | 28 | 2386787 | 2461000 | 2449970
[12 empty] | NT | Durban | 21 | 3924099 | 3842671 | 694136 | -2.075% | SC | Durban | 6 | 22699642 | 27386686 | 23761119
[12 empty] | NT | Florence | 52 | 982254 | 1086009 | 1050062 | 10.56% | SC | Frankfurt | 3540 | 613587639 | 652416992 | 628652189
[12 empty] | NT | Frankfurt | 365345 | 4391879875 | 4709496420 | 4004713681 | 7.232% | SC | Geneva | 1 | 35980 | 42770 | 80802
[12 empty] | NT | Geneva | 6110 | 87928283 | 89066793 | 81201847 | 1.295% | SC | Havana | 6 | 7843008 | 7401247 | 7550931
[12 empty] | NT | Havana | 1 | 186145 | 48401 | 1 | -74% | SC | Helsinki | 57 | 10711669 | 11427008 | 11641889
[12 empty] | NT | Helsinki | 14683 | 233156383 | 231338169 | 214693764 | -0.7798% | SC | Lisbon | 32 | 3696835 | 3988016 | 4278684
[12 empty] | NT | Lisbon | 9992 | 156568118 | 160113168 | 145413272 | 2.264% | SC | Melbourne | 72 | 45227824 | 44009032 | 48007657
[12 empty] | NT | Melbourne | 195 | 9299428 | 7282998 | 5148536 | -21.68% | SC | Mexico City | 168 | 14815960 | 14853103 | 18803339
[12 empty] | NT | Mexico City | 73395 | 1051704469 | 1057285386 | 970239130 | 0.5307% | SC | Montreal | 39 | 4310186 | 4500133 | 3878518
[12 empty] | NT | Montreal | 32208 | 554471912 | 560494888 | 516184206 | 1.086% | SC | New York | 325 | 332507679 | 323312018 | 317045781
[12 empty] | NT | New York | 189 | 7715584 | 5578917 | 5043120 | -27.69% | SC | Oslo | 14 | 1105783 | 1521857 | 1548477
[12 empty] | NT | Oslo | 130378 | 1617339793 | 1645487875 | 1518289100 | 1.74% | SC | Ottawa | 77 | 8717450 | 9809717 | 12739636
[12 empty] | NT | Ottawa | 606 | 17795241 | 20554400 | 15700564 | 15.51% | SC | Paris | 1 | 1104765 | 1019413 | 995856
[12 empty] | NT | Paris | 2 | 58011 | 103474 | 45635 | 78.37% | SC | Prague | 29 | 20512506 | 25481695 | 19265496
[12 empty] | NT | Port Elizabeth | 331 | 4008690 | 4067756 | 3703149 | 1.473% | SC | Rome | 66 | 9684833 | 10425698 | 10482304
[12 empty] | NT | Prague | 16 | 2423559 | 2646602 | 608856 | 9.203% | SC | Stockholm | 6 | 674686 | 707298 | 751953
[12 empty] | NT | Reykjavik | 181 | 7496518 | 7640875 | 5710242 | 1.926% | SC | Sydney | 1690 | 441416327 | 444573880 | 446488231
[12 empty] | NT | Rio De Janeiro | 7 | 71163 | 683619 | 70368 | 860.6% | SC | Tokyo | 351 | 281143214 | 292650617 | 288095469
[12 empty] | NT | Rome | 244 | 7138769 | 7369804 | 6611159 | 3.236% | SE | Athens | 168 | 70492032 | 75712099 | 71223220
[12 empty] | NT | Stockholm | 2548 | 39760275 | 39479870 | 36577937 | -0.7052% | SE | Auckland | 212 | 20325744 | 21532573 | 21079578
[12 empty] | NT | Sydney | 160775 | 2216088988 | 2288473679 | 2082866180 | 3.266% | SE | Berlin | 285 | 42364035 | 43093531 | 44450896
[12 empty] | NT | Tokyo | 149 | 26545280 | 19594926 | 4837764 | -26.18% | SE | Budapest | 115 | 184329231 | 197431889 | 191199982
[12 empty] | NW | Abu Dhabi | 2 | 64712 | 55274 | 2100 | -14.58% | SE | Caracas | 1 | 81867 | 82060 | 78185
[12 empty] | NW | Athens | 191 | 7589592 | 8725515 | 4996301 | 14.97% | SE | Cardiff | 54 | 216973665 | 208244105 | 251138289
[12 empty] | NW | Auckland | 84134 | 1137022989 | 1133676649 | 1031726904 | -0.2943% | SE | Casablanca | 14 | 1194286 | 1452718 | 1303181
[12 empty] | NW | Berlin | 1736 | 39844466 | 54104912 | 35459507 | 35.79% | SE | Christchurch | 79 | 7138836 | 7021025 | 7499786
[12 empty] | NW | Budapest | 60 | 8070688 | 7465054 | 1463441 | -7.504% | SE | Copenhagen | 878 | 141229862 | 145076502 | 141168408
[12 empty] | NW | Caracas | 31152 | 290050497 | 324982805 | 233237594 | 12.04% | SE | Delhi | 71 | 6992942 | 6896861 | 6704840
[12 empty] | NW | Cardiff | 38 | 5268370 | 2069209 | 906705 | -60.72% | SE | Durban | 63 | 74273988 | 67920523 | 77617761
[12 empty] | NW | Casablanca | 18944 | 299709863 | 293842559 | 276139796 | -1.958% | SE | Frankfurt | 6193 | 1016667025 | 1098976307 | 1060279067
[12 empty] | NW | Christchurch | 1335 | 22312157 | 21326192 | 20062287 | -4.419% | SE | Geneva | 7 | 1061577 | 676235 | 2581340
[12 empty] | NW | Copenhagen | 5783 | 150908811 | 168996524 | 133189661 | 11.99% | SE | Havana | 3 | 5773830 | 5691148 | 4723525
[12 empty] | NW | Delhi | 32003 | 434576954 | 443408939 | 393991115 | 2.032% | SE | Helsinki | 152 | 24046336 | 24612579 | 25007537
[12 empty] | NW | Durban | 23 | 3462457 | 2983135 | 1035573 | -13.84% | SE | Lisbon | 127 | 13194252 | 14108077 | 14062798
[12 empty] | NW | Florence | 56 | 1109614 | 1107357 | 1066107 | -0.2034% | SE | Melbourne | 119 | 60738419 | 50886106 | 49742225
[12 empty] | NW | Frankfurt | 394523 | 4711465988 | 4896622635 | 4179662337 | 3.93% | SE | Mexico City | 330 | 30716268 | 31307825 | 52557908
[12 empty] | NW | Geneva | 9637 | 140149676 | 154443578 | 128665256 | 10.2% | SE | Montreal | 59 | 6940698 | 7302305 | 6010702
[12 empty] | NW | Havana | 2 | 416330 | 218400 | 2 | -47.54% | SE | New York | 608 | 452724464 | 457200264 | 450755678
[12 empty] | NW | Helsinki | 11196 | 198804485 | 193008463 | 179822382 | -2.915% | SE | Oslo | 69 | 6761350 | 7102850 | 7426239
[12 empty] | NW | Lisbon | 18859 | 288312912 | 289070052 | 262598398 | 0.2626% | SE | Ottawa | 121 | 14381072 | 15928554 | 15436153
[12 empty] | NW | Melbourne | 237 | 11580370 | 7440343 | 5596230 | -35.75% | SE | Paris | 7 | 7323749 | 14202893 | 14148294
[12 empty] | NW | Mexico City | 134276 | 1744967418 | 1714183953 | 1597344468 | -1.764% | SE | Port Elizabeth | 1 | 83470 | 76534 | 82493
[12 empty] | NW | Montreal | 104126 | 1508771274 | 1523773304 | 1392622361 | 0.9943% | SE | Prague | 44 | 58012264 | 32217401 | 39400013
[12 empty] | NW | New York | 168 | 16953622 | 125447749 | 4799491 | 639.9% | SE | Reykjavik | 3 | 246437 | 246437 | 236315
[12 empty] | NW | Oslo | 54334 | 794528485 | 776327127 | 738224189 | -2.291% | SE | Rome | 69 | 8438377 | 8628864 | 9160042
[12 empty] | NW | Ottawa | 770 | 21436339 | 20722210 | 17419266 | -3.331% | SE | Stockholm | 20 | 2116389 | 2131005 | 2180651
[12 empty] | NW | Port Elizabeth | 552 | 7418153 | 9475712 | 6551906 | 27.74% | SE | Sydney | 1488 | 371806780 | 381630412 | 375307416
[12 empty] | NW | Prague | 6 | 582397 | 665950 | 272608 | 14.35% | SE | Tokyo | 422 | 205391420 | 193930010 | 190265274
[12 empty] | NW | Reykjavik | 122 | 5041393 | 5088478 | 4140049 | 0.934% | SO | Athens | 161 | 63680466 | 51870734 | 49428368
[12 empty] | NW | Rio De Janeiro | 4 | 91921 | 112159 | 65069 | 22.02% | SO | Auckland | 82 | 7684820 | 8293828 | 7912865
[12 empty] | NW | Rome | 347 | 9893208 | 43800419 | 8864469 | 342.7% | SO | Berlin | 173 | 26834921 | 26753303 | 27087140
[12 empty] | NW | Sofia | 1 | 1 | 426097 | 231 | 42609600% | SO | Budapest | 126 | 434503649 | 369004112 | 343718982
[12 empty] | NW | Stockholm | 32016 | 448766818 | 442358846 | 411863095 | -1.428% | SO | Cardiff | 46 | 224059980 | 179179458 | 165815716
[12 empty] | NW | Sydney | 92555 | 1229534888 | 1247940075 | 1131698061 | 1.497% | SO | Casablanca | 4 | 359700 | 326567 | 402669
[12 empty] | NW | Tokyo | 184 | 12608616 | 8985657 | 6213353 | -28.73% | SO | Christchurch | 1 | 61446 | 189929 | 213932
[12 empty] | SC | Abu Dhabi | 1 | 25235 | 29101 | 28044 | 15.32% | SO | Copenhagen | 562 | 82274737 | 82359426 | 80451910
[12 empty] | SC | Athens | 253 | 9773991 | 38670872 | 5722101 | 295.7% | SO | Delhi | 36 | 3931803 | 3986878 | 3857383
[12 empty] | SC | Auckland | 40241 | 600199419 | 587799230 | 551275576 | -2.066% | SO | Durban | 48 | 79027192 | 79022716 | 72965330
[12 empty] | SC | Berlin | 649 | 17135770 | 16184190 | 13898533 | -5.553% | SO | Frankfurt | 3860 | 664290418 | 698625045 | 680733859
[12 empty] | SC | Budapest | 29 | 4896035 | 4202033 | 690234 | -14.17% | SO | Geneva | 10 | 716872 | 892097 | 850260
[12 empty] | SC | Caracas | 37 | 537938 | 553366 | 414185 | 2.868% | SO | Helsinki | 100 | 15512887 | 15942589 | 16479308
[12 empty] | SC | Cardiff | 15 | 876041 | 872499 | 639643 | -0.4043% | SO | Istanbul | 1 | 535683 | 535683 | 266522
[12 empty] | SC | Casablanca | 6236 | 111291311 | 107536505 | 104026107 | -3.374% | SO | Lisbon | 62 | 6450100 | 6791090 | 6816258
[12 empty] | SC | Christchurch | 942 | 14920305 | 14423520 | 14041176 | -3.33% | SO | Melbourne | 86 | 37564410 | 34605567 | 35654885
[12 empty] | SC | Copenhagen | 2245 | 67728521 | 77858154 | 60736132 | 14.96% | SO | Mexico City | 139 | 13222583 | 13255791 | 17549564
[12 empty] | SC | Delhi | 5719 | 83516079 | 82598733 | 76783311 | -1.098% | SO | Montreal | 16 | 1585302 | 1629741 | 1439115
[12 empty] | SC | Durban | 1 | 49579 | 85895 | 51509 | 73.25% | SO | New York | 426 | 338588690 | 334420889 | 331007493
[12 empty] | SC | Florence | 39 | 887384 | 974619 | 829181 | 9.831% | SO | Oslo | 17 | 1755738 | 2235464 | 2335368
[12 empty] | SC | Frankfurt | 213457 | 2672937071 | 2715560550 | 2374555995 | 1.595% | SO | Ottawa | 58 | 5776834 | 6224032 | 7011109
[12 empty] | SC | Geneva | 2339 | 35596808 | 34719270 | 32713454 | -2.465% | SO | Paris | 8 | 20392612 | 21556183 | 19523543
[12 empty] | SC | Havana | 2 | 195442 | 85731 | 66803 | -56.13% | SO | Prague | 29 | 26281537 | 20071682 | 18482682
[12 empty] | SC | Helsinki | 4235 | 85066889 | 83538291 | 78902559 | -1.797% | SO | Rome | 39 | 4657694 | 4332291 | 5149591
[12 empty] | SC | Lisbon | 4835 | 79132573 | 77493360 | 73063834 | -2.071% | SO | Stockholm | 11 | 1084619 | 1154819 | 1139647
[12 empty] | SC | Melbourne | 84 | 3854129 | 2824127 | 1958698 | -26.72% | SO | Sydney | 1209 | 332502843 | 339909424 | 348778074
[12 empty] | SC | Mexico City | 53362 | 779688307 | 758301041 | 725420791 | -2.743% | SO | Tokyo | 340 | 231001099 | 245559110 | 222433609
[12 empty] | SC | Montreal | 110998 | 1598751897 | 1596737924 | 1499573473 | -0.126% | SW | Athens | 91 | 27573280 | 22907104 | 23181729
[12 empty] | SC | New York | 89 | 3858748 | 3129422 | 2724188 | -18.9% | SW | Auckland | 60 | 5212654 | 5689573 | 5676776
[12 empty] | SC | Oslo | 19528 | 302405907 | 299299378 | 286642469 | -1.027% | SW | Berlin | 153 | 28101624 | 27701878 | 28101761
[12 empty] | SC | Ottawa | 419 | 12791793 | 13110962 | 11170537 | 2.495% | SW | Budapest | 113 | 225015176 | 208884443 | 185152233
[12 empty] | SC | Paris | 2 | 38217 | 46643 | 39872 | 22.05% | SW | Cardiff | 39 | 281736978 | 257755284 | 253341993
[12 empty] | SC | Port Elizabeth | 14 | 222504 | 217979 | 214649 | -2.034% | SW | Casablanca | 2 | 88024 | 173938 | 157732
[12 empty] | SC | Prague | 12 | 2863830 | 2299704 | 610339 | -19.7% | SW | Christchurch | 3 | 248627 | 261545 | 283864
[12 empty] | SC | Reykjavik | 109 | 4625042 | 4560917 | 3795801 | -1.386% | SW | Copenhagen | 577 | 91494956 | 91395261 | 89799031
[12 empty] | SC | Rome | 191 | 6200448 | 6364005 | 5760992 | 2.638% | SW | Delhi | 23 | 2449727 | 2488543 | 2455169
[12 empty] | SC | Stockholm | 234 | 3979856 | 3764940 | 3632569 | -5.4% | SW | Durban | 37 | 51154564 | 54882762 | 53413708
[12 empty] | SC | Sydney | 165078 | 2270919968 | 2251337744 | 2097525941 | -0.8623% | SW | Frankfurt | 3302 | 616710346 | 672023207 | 647619480
[12 empty] | SC | Tokyo | 58 | 5019669 | 3678703 | 2491024 | -26.71% | SW | Geneva | 5 | 625898 | 640811 | 455959
[12 empty] | SE | Abu Dhabi | 1 | 1991 | 1991 | 1 | 0% | SW | Havana | 3 | 2670429 | 2941505 | 1975878
[12 empty] | SE | Athens | 320 | 10114947 | 11392659 | 8402110 | 12.63% | SW | Helsinki | 77 | 10531766 | 10953817 | 10622656
[12 empty] | SE | Auckland | 56107 | 733026134 | 750760268 | 678264792 | 2.419% | SW | Lisbon | 37 | 3451259 | 3610247 | 3785730
[12 empty] | SE | Berlin | 989 | 24361755 | 23065524 | 20999598 | -5.321% | SW | Melbourne | 59 | 117411577 | 67566823 | 42990369
[12 empty] | SE | Budapest | 76 | 3240794 | 2780298 | 1683501 | -14.21% | SW | Mexico City | 118 | 10984562 | 11054911 | 19368999
[12 empty] | SE | Caracas | 4269 | 36836676 | 42333333 | 30268478 | 14.92% | SW | Montreal | 12 | 1118777 | 1134412 | 1063132
[12 empty] | SE | Cardiff | 27 | 1145427 | 1020368 | 683695 | -10.92% | SW | New York | 432 | 324565467 | 320227213 | 318171782
[12 empty] | SE | Casablanca | 12823 | 200095901 | 199790672 | 186977624 | -0.1525% | SW | Oslo | 17 | 2381347 | 2575569 | 2716502
[12 empty] | SE | Christchurch | 62223 | 831988582 | 834209151 | 776207456 | 0.2669% | SW | Ottawa | 58 | 5415671 | 6466638 | 7055600
[12 empty] | SE | Copenhagen | 4437 | 113586627 | 113865119 | 104209675 | 0.2452% | SW | Paris | 11 | 32598810 | 32072839 | 31723930
[12 empty] | SE | Delhi | 19487 | 267378944 | 273624123 | 249320379 | 2.336% | SW | Prague | 26 | 21141224 | 24041810 | 19774711
[12 empty] | SE | Durban | 9 | 1245365 | 1218319 | 442970 | -2.172% | SW | Rome | 49 | 5381677 | 5757873 | 6223249
[12 empty] | SE | Florence | 37 | 816687 | 901576 | 794115 | 10.39% | SW | Stockholm | 7 | 804284 | 742099 | 755549
[12 empty] | SE | Frankfurt | 337634 | 4064968306 | 4293206107 | 3703173441 | 5.615% | SW | Sydney | 806 | 235140789 | 236696280 | 233847935
[12 empty] | SE | Geneva | 7608 | 106121875 | 109049204 | 98077663 | 2.758% | SW | Tokyo | 323 | 158157223 | 161002480 | 183208939
[12 empty] | SE | Havana | 2 | 383334 | 383334 | 34193 | 0% | WM | Athens | 157 | 102235286 | 114030784 | 79701195
[12 empty] | SE | Helsinki | 5529 | 91081728 | 89886554 | 83568164 | -1.312% | WM | Auckland | 82 | 7886222 | 8866250 | 8448659
[12 empty] | SE | Istanbul | 1 | 64464 | 109199 | 64277 | 69.4% | WM | Berlin | 310 | 57858811 | 95553586 | 59451856
[12 empty] | SE | Lisbon | 19218 | 295097408 | 300379812 | 274057027 | 1.79% | WM | Budapest | 117 | 208166731 | 200010988 | 197563217
[12 empty] | SE | Melbourne | 158 | 6820198 | 6878408 | 3766137 | 0.8535% | WM | Caracas | 1 | 89200 | 38433 | 81037
[12 empty] | SE | Mexico City | 91356 | 1303818173 | 1291374659 | 1199288316 | -0.9544% | WM | Cardiff | 53 | 465342172 | 534283299 | 545559369
[12 empty] | SE | Montreal | 45760 | 746965203 | 751844235 | 695288431 | 0.6532% | WM | Casablanca | 2 | 187296 | 181747 | 190504
[12 empty] | SE | New York | 449 | 18669604 | 15604165 | 11128006 | -16.42% | WM | Copenhagen | 861 | 146029283 | 147425949 | 145011481
[12 empty] | SE | Oslo | 137522 | 1641321152 | 1656207443 | 1539390433 | 0.907% | WM | Delhi | 33 | 2993605 | 3071815 | 3056958
[12 empty] | SE | Ottawa | 581 | 16328202 | 17529601 | 15111232 | 7.358% | WM | Durban | 40 | 162921370 | 129579398 | 134889505
[12 empty] | SE | Paris | 3 | 448618 | 433509 | 69605 | -3.368% | WM | Frankfurt | 4507 | 901805852 | 973181057 | 919358334
[12 empty] | SE | Port Elizabeth | 64 | 863436 | 872095 | 799490 | 1.003% | WM | Geneva | 7 | 1404006 | 1689200 | 1266396
[12 empty] | SE | Prague | 16 | 2818302 | 2867668 | 618857 | 1.752% | WM | Havana | 1 | 310781 | 331761 | 373396
[12 empty] | SE | Reykjavik | 162 | 6787504 | 6811497 | 5302965 | 0.3535% | WM | Helsinki | 73 | 9079254 | 9031683 | 9496099
[12 empty] | SE | Rio De Janeiro | 2 | 28376 | 60425 | 34040 | 112.9% | WM | Lisbon | 65 | 6947735 | 7160269 | 7056515
[12 empty] | SE | Rome | 257 | 7524494 | 14772668 | 6862516 | 96.33% | WM | Melbourne | 173 | 93805498 | 91989185 | 77732057
[12 empty] | SE | Sofia | 2 | 65863 | 1487960 | 85702 | 2159% | WM | Mexico City | 131 | 10394550 | 10430008 | 22745539
[12 empty] | SE | Stockholm | 1562 | 23638731 | 23320011 | 21259442 | -1.348% | WM | Montreal | 18 | 2018237 | 2259270 | 2069191
[12 empty] | SE | Sydney | 191377 | 2531186103 | 2583960897 | 2359384111 | 2.085% | WM | New York | 505 | 599873691 | 590730802 | 579574707
[12 empty] | SE | Tokyo | 131 | 10728853 | 10166693 | 4890080 | -5.24% | WM | Oslo | 14 | 2316884 | 2373195 | 2628476
[12 empty] | SO | Athens | 262 | 7988748 | 355985115 | 6531552 | 4356% | WM | Ottawa | 113 | 12884051 | 16822930 | 17656286
[12 empty] | SO | Auckland | 37626 | 468401908 | 473174486 | 433878512 | 1.019% | WM | Paris | 16 | 134567566 | 139584338 | 128593344
[12 empty] | SO | Berlin | 628 | 14256503 | 23355652 | 12884970 | 63.82% | WM | Port Elizabeth | 2 | 147237 | 153272 | 149671
[12 empty] | SO | Budapest | 126 | 4384969 | 3998281 | 3023105 | -8.818% | WM | Prague | 25 | 14089468 | 14904779 | 24726143
[12 empty] | SO | Caracas | 8428 | 74577676 | 81681020 | 57212672 | 9.525% | WM | Rio De Janeiro | 1 | 110705 | 103961 | 110705
[12 empty] | SO | Cardiff | 34 | 1903245 | 1831606 | 981551 | -3.764% | WM | Rome | 52 | 6701611 | 13625868 | 7421847
[12 empty] | SO | Casablanca | 9673 | 144076469 | 141340907 | 133337867 | -1.899% | WM | Stockholm | 14 | 1460373 | 1385181 | 1586171
[12 empty] | SO | Christchurch | 2152 | 29609518 | 28658163 | 27065816 | -3.213% | WM | Sydney | 909 | 322887833 | 336117921 | 335360645
[12 empty] | SO | Copenhagen | 2972 | 78782260 | 76950343 | 70110093 | -2.325% | WM | Tokyo | 321 | 204308699 | 209520550 | 206385110
[12 empty] | SO | Delhi | 10828 | 145397372 | 148419232 | 134408169 | 2.078% | WN | Athens | 16 | 14071409 | 12763895 | 10967664
[12 empty] | SO | Durban | 18 | 5684328 | 5086112 | 636403 | -10.52% | WN | Auckland | 2 | 173502 | 155154 | 151283
[12 empty] | SO | Florence | 34 | 701970 | 713119 | 586566 | 1.588% | WN | Berlin | 19 | 4884359 | 5088211 | 5056943
[12 empty] | SO | Frankfurt | 177674 | 2156924820 | 2228951352 | 1939083070 | 3.339% | WN | Budapest | 13 | 24552657 | 16790713 | 18519869
[12 empty] | SO | Geneva | 7839 | 109402926 | 109434812 | 103309957 | 0.02915% | WN | Cardiff | 1 | 1153176 | 1153176 | 981232
[12 empty] | SO | Helsinki | 3516 | 56623999 | 55970255 | 52275148 | -1.155% | WN | Copenhagen | 109 | 17646529 | 18387532 | 17566868
[12 empty] | SO | Lisbon | 13387 | 187746183 | 186858633 | 171558576 | -0.4727% | WN | Delhi | 1 | 66662 | 79894 | 80750
[12 empty] | SO | Melbourne | 79 | 4482163 | 3667454 | 1841227 | -18.18% | WN | Durban | 9 | 13167718 | 9809272 | 11428190
[12 empty] | SO | Mexico City | 53962 | 734501648 | 716746891 | 680903209 | -2.417% | WN | Frankfurt | 455 | 69390971 | 74400801 | 72537534
[12 empty] | SO | Montreal | 36964 | 584060383 | 581329890 | 544514334 | -0.4675% | WN | Havana | 1 | 724310 | 724310 | 724310
[12 empty] | SO | New York | 166 | 8932761 | 5503656 | 4428494 | -38.39% | WN | Helsinki | 15 | 2521018 | 2635752 | 2519189
[12 empty] | SO | Oslo | 37670 | 495924143 | 490727335 | 463524913 | -1.048% | WN | Lisbon | 11 | 946599 | 981085 | 987980
[12 empty] | SO | Ottawa | 327 | 9146657 | 23564786 | 7983064 | 157.6% | WN | Melbourne | 32 | 17799435 | 16601636 | 18027241
[12 empty] | SO | Port Elizabeth | 104 | 1600480 | 1648565 | 1492217 | 3.004% | WN | Mexico City | 7 | 595964 | 575796 | 2194683
[12 empty] | SO | Prague | 4 | 249428 | 648126 | 209036 | 159.8% | WN | Montreal | 3 | 501738 | 506006 | 439800
[12 empty] | SO | Reykjavik | 76 | 3168797 | 3175562 | 2209946 | 0.2135% | WN | New York | 56 | 79605803 | 81013840 | 80589969
[12 empty] | SO | Rio De Janeiro | 6 | 87902 | 86994 | 63169 | -1.033% | WN | Oslo | 1 | 179566 | 164882 | 119896
[12 empty] | SO | Rome | 159 | 4856697 | 5380514 | 4263323 | 10.79% | WN | Ottawa | 10 | 984399 | 1203342 | 1184958
[12 empty] | SO | Sofia | 1 | 1 | 87073 | 24086 | 8707200% | WN | Rome | 16 | 1544507 | 10372052 | 1905797
[12 empty] | SO | Stockholm | 972 | 15040940 | 14618094 | 13889416 | -2.811% | WN | Sydney | 114 | 28609784 | 31302459 | 30904065
[12 empty] | SO | Sydney | 193597 | 2399350136 | 2397941062 | 2223291497 | -0.05873% | WN | Tokyo | 51 | 23041438 | 21660230 | 29088338
[12 empty] | SO | Tokyo | 109 | 10655521 | 8886896 | 3385427 | -16.6% | WS | Athens | 39 | 28726267 | 29254123 | 25950319
[12 empty] | SW | Abu Dhabi | 1 | 116695 | 6092 | 1114 | -94.78% | WS | Auckland | 16 | 1509541 | 1555259 | 1590727
[12 empty] | SW | Athens | 138 | 4860825 | 4470812 | 3747446 | -8.024% | WS | Berlin | 42 | 5011686 | 5249169 | 5644478
[12 empty] | SW | Auckland | 45265 | 520385546 | 528869589 | 487618398 | 1.63% | WS | Budapest | 32 | 63338715 | 64022627 | 71402963
[12 empty] | SW | Berlin | 823 | 17479864 | 16782666 | 15030910 | -3.989% | WS | Cardiff | 20 | 285675167 | 289067032 | 292192715
[12 empty] | SW | Budapest | 66 | 2410906 | 2236486 | 1976662 | -7.235% | WS | Casablanca | 1 | 29555 | 36559 | 74574
[12 empty] | SW | Caracas | 1171 | 10761737 | 11552777 | 8833830 | 7.35% | WS | Copenhagen | 198 | 28692799 | 29897618 | 29042233
[12 empty] | SW | Cardiff | 18 | 1085155 | 978343 | 635944 | -9.843% | WS | Delhi | 2 | 213355 | 213355 | 219348
[12 empty] | SW | Casablanca | 9378 | 127672357 | 127905475 | 119830681 | 0.1826% | WS | Durban | 29 | 46185246 | 38614260 | 36466944
[12 empty] | SW | Christchurch | 1661 | 20647657 | 20974196 | 19542077 | 1.581% | WS | Frankfurt | 1192 | 237703251 | 248761228 | 243856372
[12 empty] | SW | Copenhagen | 3108 | 76752629 | 74770958 | 70023963 | -2.582% | WS | Havana | 1 | 3435207 | 1857295 | 843327
[12 empty] | SW | Delhi | 14597 | 171476340 | 175244349 | 161342454 | 2.197% | WS | Helsinki | 37 | 4492656 | 4708307 | 5151704
[12 empty] | SW | Durban | 14 | 2583999 | 104590639 | 420723 | 3948% | WS | Lisbon | 10 | 1021102 | 1162944 | 1151589
[12 empty] | SW | Florence | 30 | 484023 | 497737 | 465195 | 2.833% | WS | Melbourne | 9 | 4999619 | 4504805 | 3863080
[12 empty] | SW | Frankfurt | 180929 | 1961001689 | 2046817328 | 1780019775 | 4.376% | WS | Mexico City | 37 | 1699616 | 1673411 | 6874475
[12 empty] | SW | Geneva | 6414 | 82446941 | 84311710 | 76265946 | 2.262% | WS | Montreal | 4 | 466887 | 463921 | 336865
[12 empty] | SW | Havana | 2 | 119046 | 112532 | 137979 | -5.472% | WS | New York | 118 | 136578484 | 135468196 | 133569911
[12 empty] | SW | Helsinki | 4060 | 64258509 | 63261778 | 60098064 | -1.551% | WS | Ottawa | 26 | 2317509 | 2523861 | 2796862
[12 empty] | SW | Lisbon | 9236 | 121067560 | 120737981 | 112654814 | -0.2722% | WS | Prague | 5 | 6959770 | 7898533 | 8627373
[12 empty] | SW | Melbourne | 76 | 7156538 | 5127098 | 1918670 | -28.36% | WS | Rome | 27 | 2347949 | 2817854 | 2989602
[12 empty] | SW | Mexico City | 64065 | 783231631 | 768560942 | 728259348 | -1.873% | WS | Stockholm | 2 | 212973 | 233609 | 182735
[12 empty] | SW | Montreal | 26823 | 378979866 | 388809495 | 355996567 | 2.594% | WS | Sydney | 540 | 149594780 | 155422253 | 155490986
[12 empty] | SW | New York | 197 | 6710011 | 5626923 | 5099594 | -16.14% | WS | Tokyo | 133 | 134569262 | 143467305 | 110449687
[12 empty] | SW | Oslo | 79169 | 836658348 | 833308575 | 783973697 | -0.4004%
[12 empty] | SW | Ottawa | 376 | 10345778 | 10319486 | 9020132 | -0.2541% |  |  | 103656 | 36122470770 | 37244222225 | 36932702423
[12 empty] | SW | Paris | 1 | 26796 | 24904 | 26308 | -7.061%
[12 empty] | SW | Port Elizabeth | 72 | 922480 | 911153 | 807784 | -1.228%
[12 empty] | SW | Prague | 9 | 1716694 | 1683737 | 412353 | -1.92%
[12 empty] | SW | Reykjavik | 43 | 1767425 | 1740352 | 1411735 | -1.532%
[12 empty] | SW | Rio De Janeiro | 2 | 27741 | 30433 | 13461 | 9.704%
[12 empty] | SW | Rome | 154 | 4841941 | 5056063 | 4359157 | 4.422%
[12 empty] | SW | Stockholm | 893 | 11683486 | 11637750 | 11142926 | -0.3915%
[12 empty] | SW | Sydney | 103440 | 1159092551 | 1173613632 | 1083567887 | 1.253%
[12 empty] | SW | Tokyo | 109 | 6838282 | 5963075 | 3562713 | -12.8%
[12 empty] | WM | Abu Dhabi | 1 | 1248217 | 401220 | 10825 | -67.86%
[12 empty] | WM | Athens | 201 | 9266288 | 7925253 | 5555850 | -14.47%
[12 empty] | WM | Auckland | 66083 | 855323632 | 870573970 | 780639068 | 1.783%
[12 empty] | WM | Berlin | 1276 | 30125078 | 39189009 | 26973110 | 30.09%
[12 empty] | WM | Budapest | 76 | 3538825 | 3108080 | 1527195 | -12.17%
[12 empty] | WM | Caracas | 2610 | 25462022 | 27092269 | 20938531 | 6.403%
[12 empty] | WM | Cardiff | 38 | 4205500 | 2563895 | 931122 | -39.03%
[12 empty] | WM | Casablanca | 10449 | 158927612 | 157524103 | 148610356 | -0.8831%
[12 empty] | WM | Christchurch | 708 | 11947547 | 11414821 | 11105395 | -4.459%
[12 empty] | WM | Copenhagen | 4896 | 125663071 | 125267983 | 112563528 | -0.3144%
[12 empty] | WM | Delhi | 33073 | 424479027 | 439026310 | 386920612 | 3.427%
[12 empty] | WM | Durban | 8 | 3079754 | 1727517 | 244373 | -43.91%
[12 empty] | WM | Florence | 44 | 732256 | 742659 | 703236 | 1.421%
[12 empty] | WM | Frankfurt | 269352 | 3255100605 | 3404693802 | 2911059922 | 4.596%
[12 empty] | WM | Geneva | 8332 | 113820462 | 115498577 | 104938882 | 1.474%
[12 empty] | WM | Havana | 1 | 217516 | 42808 | 1 | -80.32%
[12 empty] | WM | Helsinki | 7929 | 139332375 | 136491687 | 127436708 | -2.039%
[12 empty] | WM | Lisbon | 12563 | 192544690 | 192033123 | 175940601 | -0.2657%
[12 empty] | WM | Melbourne | 205 | 12956358 | 9028894 | 4658131 | -30.31%
[12 empty] | WM | Mexico City | 104001 | 1354433902 | 1331708597 | 1250125763 | -1.678%
[12 empty] | WM | Montreal | 43598 | 696884955 | 698263695 | 647462766 | 0.1978%
[12 empty] | WM | New York | 140 | 6277122 | 5015025 | 3499745 | -20.11%
[12 empty] | WM | Oslo | 52322 | 750037076 | 744082119 | 703736422 | -0.794%
[12 empty] | WM | Ottawa | 507 | 14463308 | 13784456 | 12771919 | -4.694%
[12 empty] | WM | Paris | 1 | 23456 | 3271 | 1 | -86.05%
[12 empty] | WM | Port Elizabeth | 364 | 4822856 | 4601227 | 4265530 | -4.595%
[12 empty] | WM | Prague | 7 | 1377378 | 1575662 | 314305 | 14.4%
[12 empty] | WM | Reykjavik | 56 | 2423876 | 2400177 | 1982664 | -0.9777%
[12 empty] | WM | Rio De Janeiro | 7 | 160209 | 179259 | 96164 | 11.89%
[12 empty] | WM | Rome | 214 | 6608902 | 6675752 | 6039166 | 1.012%
[12 empty] | WM | Sofia | 2 | 48849 | 157559 | 84393 | 222.5%
[12 empty] | WM | Stockholm | 1631 | 24793482 | 24543989 | 22840983 | -1.006%
[12 empty] | WM | Sydney | 106276 | 1337576939 | 1367627381 | 1237569698 | 2.247%
[12 empty] | WM | Tokyo | 127 | 8411227 | 7828790 | 4310795 | -6.925%
[12 empty] | WN | Athens | 31 | 1257827 | 996018 | 788763 | -20.81%
[12 empty] | WN | Auckland | 6046 | 74114361 | 72708131 | 67637380 | -1.897%
[12 empty] | WN | Berlin | 138 | 3387766 | 3478633 | 3376939 | 2.682%
[12 empty] | WN | Budapest | 12 | 402148 | 420642 | 216901 | 4.599%
[12 empty] | WN | Cardiff | 4 | 142257 | 145932 | 86776 | 2.583%
[12 empty] | WN | Casablanca | 1312 | 19094840 | 18713389 | 17577832 | -1.998%
[12 empty] | WN | Christchurch | 66 | 971728 | 930568 | 882970 | -4.236%
[12 empty] | WN | Copenhagen | 556 | 13236417 | 13565908 | 12520098 | 2.489%
[12 empty] | WN | Delhi | 1389 | 16963780 | 16768765 | 15386725 | -1.15%
[12 empty] | WN | Durban | 3 | 1309904 | 1321129 | 121774 | 0.8569%
[12 empty] | WN | Florence | 5 | 138021 | 176626 | 105618 | 27.97%
[12 empty] | WN | Frankfurt | 40274 | 446104550 | 459256477 | 398643044 | 2.948%
[12 empty] | WN | Geneva | 631 | 9567829 | 10507817 | 7930829 | 9.824%
[12 empty] | WN | Helsinki | 910 | 16030318 | 15386405 | 14628122 | -4.017%
[12 empty] | WN | Lisbon | 2835 | 38794074 | 38364917 | 34882834 | -1.106%
[12 empty] | WN | Melbourne | 23 | 619837 | 588117 | 324758 | -5.117%
[12 empty] | WN | Mexico City | 11161 | 141417343 | 139070263 | 129355838 | -1.66%
[12 empty] | WN | Montreal | 12843 | 167392301 | 167980505 | 155232532 | 0.3514%
[12 empty] | WN | New York | 22 | 1294065 | 1359172 | 681573 | 5.031%
[12 empty] | WN | Oslo | 3394 | 43894490 | 42685128 | 41165117 | -2.755%
[12 empty] | WN | Ottawa | 50 | 1254812 | 1274275 | 1134953 | 1.551%
[12 empty] | WN | Port Elizabeth | 15 | 175367 | 181739 | 169369 | 3.634%
[12 empty] | WN | Prague | 2 | 1339022 | 1339022 | 66432 | 0%
[12 empty] | WN | Reykjavik | 7 | 273369 | 270682 | 230781 | -0.9829%
[12 empty] | WN | Rio De Janeiro | 1 | 72052 | 79604 | 65457 | 10.48%
[12 empty] | WN | Rome | 35 | 871723 | 880584 | 844492 | 1.016%
[12 empty] | WN | Stockholm | 190 | 2482571 | 2472391 | 2447359 | -0.4101%
[12 empty] | WN | Sydney | 15010 | 176822753 | 174672716 | 161427964 | -1.216%
[12 empty] | WN | Tokyo | 13 | 1695965 | 958121 | 579988 | -43.51%
[12 empty] | WS | Abu Dhabi | 1 | 10042812 | 1496309 | 1 | -85.1%
[12 empty] | WS | Athens | 61 | 2049611 | 3014390 | 1385102 | 47.07%
[12 empty] | WS | Auckland | 15826 | 214377129 | 217422092 | 196340978 | 1.42%
[12 empty] | WS | Berlin | 332 | 7621215 | 6970677 | 6354195 | -8.536%
[12 empty] | WS | Budapest | 22 | 2523255 | 2346911 | 740070 | -6.989%
[12 empty] | WS | Caracas | 6 | 58763 | 65275 | 44111 | 11.08%
[12 empty] | WS | Cardiff | 14 | 693269 | 829439 | 542255 | 19.64%
[12 empty] | WS | Casablanca | 4413 | 65129909 | 64241874 | 60784056 | -1.363%
[12 empty] | WS | Christchurch | 60 | 818527 | 845020 | 827829 | 3.237%
[12 empty] | WS | Copenhagen | 1493 | 38764807 | 37857147 | 34813494 | -2.341%
[12 empty] | WS | Delhi | 4576 | 60927136 | 60208339 | 55897104 | -1.18%
[12 empty] | WS | Durban | 10 | 1329144 | 1345156 | 393353 | 1.205%
[12 empty] | WS | Florence | 14 | 182657 | 186408 | 179486 | 2.054%
[12 empty] | WS | Frankfurt | 82020 | 1013251526 | 1259394728 | 907401019 | 24.29%
[12 empty] | WS | Geneva | 1394 | 19883331 | 20634823 | 18181794 | 3.78%
[12 empty] | WS | Helsinki | 3010 | 52279148 | 51242746 | 47371200 | -1.982%
[12 empty] | WS | Lisbon | 4222 | 62443982 | 62119962 | 56851160 | -0.5189%
[12 empty] | WS | Melbourne | 33 | 1472262 | 1059040 | 787697 | -28.07%
[12 empty] | WS | Mexico City | 35232 | 467536999 | 461046160 | 428938200 | -1.388%
[12 empty] | WS | Montreal | 9197 | 145356853 | 154426070 | 133720695 | 6.239%
[12 empty] | WS | New York | 44 | 6583454 | 6645869 | 1231528 | 0.9481%
[12 empty] | WS | Oslo | 10425 | 146233974 | 145008375 | 136669751 | -0.8381%
[12 empty] | WS | Ottawa | 192 | 5325435 | 5750465 | 4910926 | 7.981%
[12 empty] | WS | Port Elizabeth | 11 | 156507 | 153386 | 144481 | -1.994%
[12 empty] | WS | Prague | 6 | 1360031 | 1276204 | 353350 | -6.164%
[12 empty] | WS | Reykjavik | 13 | 582209 | 573817 | 442036 | -1.441%
[12 empty] | WS | Rio De Janeiro | 1 | 15857 | 23869 | 15169 | 50.53%
[12 empty] | WS | Rome | 99 | 3024904 | 3083368 | 2645999 | 1.933%
[12 empty] | WS | Stockholm | 348 | 5187982 | 5039215 | 4539338 | -2.868%
[12 empty] | WS | Sydney | 179090 | 2146003383 | 2209817193 | 1978214837 | 2.974%
[12 empty] | WS | Tokyo | 35 | 2527005 | 2248780 | 1230077 | -11.01%
[14 empty] | 8307865 | 109211737618 | 112604511923 | 99823007611
Note on AE2: Naomi Anderson: Does not contain all MPRNs